## TITLE PAGE
Water Resources Planning Tables 2024 | [5 empty] | Company tables version tracker
[6 empty] | Version | Updates made | Date (DD/MM/YY)
[6 empty] | v1 | EA updates to template to correct: - minor typo in formulae table 2e, 4 FPW corrected - error in table 6, 12 FPD (formulae updated) - Updated WRZ code for ESWHRT and added WRZ code for NAVs - NAVNAV - Updated data validation in table 1 to included NAVNAV, allowing companies to better reflect these as existing transfers. | 4474700%
[6 empty] | v2 | Portsmouth Water data entry | 4483400%
[6 empty] | v3 | Portsmouth Water correction to licence data (Ml/d) on Base Year Licences tab (previously contained peak licence rates instead of annual). | 4486100%
|  | Template Tables information |  |  |  | v3 | "Note: Price base is 2020/21" text box added to tabs 4, 5, 7 and 8 (response to Ofwat/EA feedback on 14th October) | 4486100%
[6 empty] | v3 | Template correction: Tables 7 and 8 units now expressed as £m and not 000's (response to Ofwat/EA feedback on 14th October). | 4486100%
| Planning tables template version | v1 | All queries on the content of this workbook should be sent to: |  |  | v3 | Template correction: for Totex in C9 of Table 8 has been corrected (response to Ofwat/EA feedback on 14th October). | 4486100%
| Version date | 2022-07-05 | water-company-plan@environment-agency.gov.uk |  |  | v3 | Template correction: Tables 8 rows C4.1 to 4.3 and C5.1 to 5.3 corrected (response to Ofwat/EA feedback on 14th October). | 4486100%
|  |  | wrepp@cyfoethnaturiolcymru.gov.uk (Welsh areas only) |  |  | v3 | "Note: No optimism bias calcuated for demand options" text box added to tab 5. | 4486100%
[6 empty] | v3 | Catchment options deleted from Tables 4 and 5 as these are not relevant to WRMP (see WINEP and business plan). | 4486100%
[6 empty] | v3 | "Note: No NPC for Government Led demand management options or TUBs and NEUBs as there are assumed to be no water company related costs for these options." text box added to tab 5a-5c. Additionally, costs added for awareness campaign option (low and medium demand management basket) and reduction in other consumption option (high demand management basket). Additionally, addressed 'SRN Source D-Havant' naming discrepancy. Adjustments made in response to Ofwat/EA feedback on 14th October. | 4486100%
|  | Water company information |  |  |  | v3 | Template correction: Updated formulas on PWSPRT tab for distribution input rows (response to Ofwat/EA feedback on 14th October). | 4486100%
[6 empty] | v3 | Correction of USPL and consumption calculations for options to ensure positive values for WC level micro-components for unmeasured customers. | 4486100%
Company: | Portsmouth Water |  |  |  |  | v3 | Correction to Table 3 and 2: deletion of data beyond 2074-75, including calculated cells (response to Ofwat/EA feedback on 14th October). | 4486100%
Base Year: | 2021/22 | Signed: | Jim Barker | Dated: | 4598500% | v3 | Revisions by WRSE to include transfers on Table 5 owing to inconsistencies with Table 3b (response to Ofwat/EA feedback on 14th October). | 4486100%
Responsible Officer: | Jim Barker |  |  |  |  | v3 | F27 on Tab 8 updated with base and enhancement split for leakage. In addition, historic leakage data entered into Table 2. (response to Ofwat/EA feedback on 14th October. | 4486100%
Version: | 10 |  | [Digital signature is acceptable] |  |  | v3 | Table 6 updated to match Table 3b benefits (response to Ofwat/EA feedback on 14th October). | 4486100%
[6 empty] | v4 | Table 2a updated to reflect final plan NYAA data and a text box added to provide narrative on Table 2a (response to Ofwat feedback PRT-dWRMP-001) | 4486800%
[6 empty] | v4 | Table 7 updated to include Least Cost Plan (response to Ofwat feedback on 3rd November) | 4486800%
[6 empty] | v5 | Update to Table 2f. | 4487600%
[6 empty] | v5 | Update to demand forecast data in Table 3a and 3d (from 1-in-10 to 1-in-20 to match TUBS LoS) | 4487600%
Key to cells |  | Workbook contents |  |  |  | v6 | Revised Draft WRMP24: First issue | 4516900%
[6 empty] | v7 | Non-material change to row 22 of tab 6 at request of Environment Agency (formulas re-instated instead of pasted values). NPC values on Tab 4 also changed to zero instead of blanks to prevent issues occuring with EA analysis tools. | 4518700%
Clear cells - indicate an input is required |  | Worksheet | Content |  |  | v8 | Final WRMP24 version | 4558300%
|  | 1.Base Year | Baseline licences and existing transfers |  |  | v9 | Non-material updates agreed with the Environment Agency | 4574700%
Yellow shaded cells - indicates a formula |  | 2.WC Level Data | Water Company level key metrics and microcomponents |  |  | v10 | Updated bulk supply assumptions for AMP8. | 4598500%
|  | 3. WRZs | DYAA & DYCP Baseline Water Balance, Final Plan Water Balance and preferred options
Blue shaded cells - indicate base year data |  | 4.Options Appraisal Summary | Appraisal of all options with key cost, benefit and natural capital metrics
|  | 5. Options Benefit | Benefits of your poptions across planning period
Light orange shaded cells - indicate preceding years |  | 5a-5c. Cost Profiles | Option cost profile; Option unit cost profiles; worked example
|  | 6. Drought Plan Links | Drought plan links
Dark grey shaded cells - indicate that no data entry is required |  | 7. Adaptive Programmes | Adaptive plan information
|  | 8. Business Plan Links | Links to the Business Plan
Green shaded cells - indicates annualised not cumulative figures
Key to scenarios
Normal Year Annual Average Final Plan - NYAA
Dry Year Annual Average Baseline - DYAA
Dry Year Annual Average Final Plan - DYAA
Dry Year Critical Period Baseline - DYCP
Dry Year Critical Period Final Plan - DYCP

## 1. Base Year Licences
Back to title page
Water Company | Portsmouth Water | Version | READ ME
[7 empty] | deployable output (Ml/d) |  |  |  | Source Types
Table 1a: WC Level - Baseline licences - All individual licences | [10 empty] | GW
WRMP24 Reference | Derivation | Licence number | Source name | Source type | WRZ Code | DYAA deployable output (Ml/d) | DYCP deployable output (Ml/d) | Annual licensed quantity (Ml/d) | Constraints on deployable output | Additional notes (if desired) | SW:Reservoir
0.1BL | Sum (0.1BL+...) | - | - | - |  | 116.324 | 147.376 | 215.86 | - | - | SW:River
- | Input | 11/42/22.10/134 | Source A | SW:River | PWSPRT | 20.487 | 39.108 | 43.61 | Licence |  | SW: Tidal Waters
- | Input | 11/42/25.2/50 | Source C | GW | PWSPRT | 16.531 | 21.421 | 20.51 | Licence
- | Input | 11/42/25.2/50 | Source D | GW | PWSPRT | 0.811 | 1.618 | 0 | Pump level | Linked to Source C licence
- | Input | 11/42/28.3/15 | Source F | GW | PWSPRT | 7.2 | 11.329 | 9.02 | Licence
- | Input | 11/42/28.3/15 | Source G | GW | PWSPRT | 1.521 | 2.475 | 0 | Licence
- | Input | 11/42/28.3/44 | Source H | GW | PWSPRT | 7.302 | 8.664 | 9.12 | Licence
- | Input | 11/42/33.9/20 | Source I | GW | PWSPRT | 1.42 | 1.809 | 1.5 | Flow condition
- | Input | 11/42/33.6/10 | Source J | GW | PWSPRT | 8.418 | 7.521 | 22.73 | DAPWL
- | Input | 11/42/33.1/1 | Source K | GW | PWSPRT | 9.127 | 11.615 | 11.37 | Licence
- | Input | 11/42/36.2/1 | Source B | GW | PWSPRT | 43.507 | 41.816 | 98 | Flow condition
- | Input
- | Input
Table 1b: WC Level - Baseline licences - Grouped licences
WRMP24 Reference | Derivation | Licence number | Source name | Source type | WRZ Code | DYAA deployable output (Ml/d) | DYCP deployable output (Ml/d) | Annual licensed quantity (Ml/d) | Constraints on deployable output | Additional notes (if desired)
0.2BL | Sum (0.2BL+...) | - | Total | - |  | 77.0761 | 92.634 | 93.42 | - | -
0.2BL | Group | 10/41/542108 | Sources Q-T | GW | PWSPRT | 27.0628 | 33.322 | 28.38 | Pump capacity
0.2BL | Input (item in group) | 10/41/542108 | Source T | GW | PWSPRT | 6.4 | 7.807
0.2BL | Input (item in group) | 10/41/542108 | Source Q | GW | PWSPRT | 8.7359 | 11.139
0.2BL | Input (item in group) | 10/41/542108 | Source S | GW | PWSPRT | 1.9269 | 2.38
0.2BL | Input (item in group) | 10/41/542108 | Source R | GW | PWSPRT | 10 | 11.996
0.2BL | Group | SO/041/0027/004 | Sources L-P | GW | PWSPRT | 50.0133 | 59.312 | 65.04 | Licence
0.2BL | Input (item in group) | 10/41/522002 | Source M | GW | PWSPRT | 3.8538 | 2.666
0.2BL | Input (item in group) | 10/41/521502 | Source P | GW | PWSPRT | 8.0119 | 9.52
0.2BL | Input (item in group) | 10/41/521301 | Source O | GW | PWSPRT | 2.8396 | 1.238
0.2BL | Input (item in group) | 10/41/522002 | Source L | GW | PWSPRT | 12.869 | 13.614
0.2BL | Input (item in group) | SO/041/0027/004 | Source N | GW | PWSPRT | 22.439 | 32.274
Table 1c: WC Level - Baseline licences - Unused licences
WRMP24 Reference | Derivation | Licence number | Source name | Source type | WRZ Code | DYAA deployable output (Ml/d) | DYCP deployable output (Ml/d) | Annual licensed quantity (Ml/d) | Reason licence is unused | Additional notes (if desired)
0.3BL | Sum (0.3BL+...) | - | - | - |  | 0 | 0 | 3.48 | - | -
0.3BL | Input | 10/41/520101 | Source U | GW | PWSPRT | 0 | 0 | 3.02 | Emergency use only | Raw water augmentation R Ems
0.3BL | Input | 11/42/28.3/14 | Source E | GW | PWSPRT | 0 | 0 | 0.46 | Unused licence
Table 1d: WC Level - Baseline licences - Drought only licences
WRMP24 Reference | Derivation | Licence number | Source name | Source type | WRZ Code | DYAA deployable output (Ml/d) | DYCP deployable output (Ml/d) | Annual licensed quantity (Ml/d) | Reason licence is unused | Additional notes (if desired)
0.4BL | Sum (0.4BL+...) |  |  |  |  | 0 | 0 | 0 | - | -
- | Input
- | Input
Table 1e: WC Level - Baseline licences - New licences (within current AMP)
WRMP24 Reference | Derivation | Licence number | Source name | Source type | WRZ Code | DYAA deployable output (Ml/d) | DYCP deployable output (Ml/d) | Annual licensed quantity (Ml/d) | Status of licence | Additional notes (if desired)
0.5BL | Sum (0.5BL+...) | - | - | - |  | 20 | 18.1 | 0 | - | -
0.5BL | Input | See additional notes | Havant Thicket Reservoir | SW:Reservoir |  | 20 | 18.1 | See additional notes | Not granted | Please note, this licence has not yet been granted. This line has been included based on Regulator feedback.
- | Input
Table 1f: WC Level - Existing transfers - Raw water transfers
WRMP24 Reference | Derivation | Transfer name | End date of agreement (dd/mm/yyyy) | WRZ Code From | WRZ Code To | DYAA deployable output (Ml/d) | DYCP deployable output (Ml/d) | Annual limit (Ml/d) | Changes to agreement during drought | Additional notes (if desired)
0.6BL | Input
- | Input
- | Input
Table 1g: WC Level - Existing transfers - Potable water transfers
WRMP24 Reference | Derivation | Transfer name | End date of agreement (dd/mm/yyyy) | WRZ Code From | WRZ Code To | DYAA deployable output (Ml/d) | DYCP deployable output (Ml/d) | Annual limit (Ml/d) | Changes to agreement during drought | Additional notes (if desired)
0.7BL | Input
0.7BL | Input | Potable water export to: Hants South Phase 1 | 4720800% | PWSPRT | SWSHSE | 15 | 15 | 15 | Best endeavours beyond 1 in 200 year
0.7BL | Input | Potable water export to: Sussex North | 4611200% | PWSPRT | SWSSNT | 15 | 15 | 15 | Best endeavours
N/A | Input | ICOSA: Romsey Avenue |  | PWSPRT | NAVNAV | 0.097 | 0.097 | 0.097 |  | NAV: Signed Aug 24, Not in ICOSA WRMP, so excluded from SDB
N/A | Input | IWNL: Land at Camp Field |  | PWSPRT | NAVNAV | 0.048 | 0.048 | 0.048 |  | NAV: Latest Signed Jul 24, 0.026Ml/d accounted for in SDB to match IWNL WRMP
N/A | Input | ICOSA: Chalcraft Lane |  | PWSPRT | NAVNAV | 0.084 | 0.084 | 0.084 |  | NAV: Signed Jun 24, Not in ICOSA WRMP, so excluded from SDB
N/A | Input | ICOSA: Welborne Garden Village |  | PWSPRT | NAVNAV | 3.771 | 3.771 | 3.771 |  | NAV: Signed Feb 24, Not in ICOSA WRMP, so excluded from SDB
N/A | Input | ICOSA: Abbey Mill |  | PWSPRT | NAVNAV | 0.051 | 0.051 | 0.051 |  | NAV: Signed Dec 23, Not in ICOSA WRMP, so excluded from SDB
N/A | Input | IWNL: Horndean Care Village |  | PWSPRT | NAVNAV | 0.026 | 0.026 | 0.026 |  | NAV: Signed Aug 23, Not in INWL WRMP, so excluded from SDB
N/A | Input | ICOSA: Tye Lane |  | PWSPRT | NAVNAV | 0.049 | 0.049 | 0.049 |  | NAV: Signed Jul 23, Not in ICOSA WRMP, so excluded from SDB
N/A | Input | IWNL: The Lakes |  | PWSPRT | NAVNAV | 0.03 | 0.03 | 0.03 |  | NAV: Signed Dec 22, Not in INWL WRMP, so excluded from SDB
N/A | Input | IWNL: Land at Bayards |  | PWSPRT | NAVNAV | 0.025 | 0.025875 | 0.025875 |  | NAV: Signed Sep 22
N/A | Input | IWNL: Cooks Lane |  | PWSPRT | NAVNAV | 0.074 | 0.074 | 0.074 |  | NAV: Signed Aug 22, Not in INWL WRMP, so excluded from SDB
N/A | Input | IWNL: Rose Briar Copse |  | PWSPRT | NAVNAV | 0.045 | 0.045226 | 0.045226 |  | NAV: Signed Jul 22
N/A | Input | IWNL: Bilsham Road |  | PWSPRT | NAVNAV | 0.09 | 0.09375 | 0.09375 |  | NAV: Signed Mar 22
N/A | Input | IWNL: Seafield Road |  | PWSPRT | NAVNAV | 0.017 | 0.018 | 0.018 |  | NAV: Signed Mar 22
N/A | Input | IWNL: Manor Farm, Bedhampton |  | PWSPRT | NAVNAV | 0.018 | 0.01875 | 0.01875 |  | NAV: Signed Jan 22
N/A | Input | IWNL: Hook Lane |  | PWSPRT | NAVNAV | 0.133 | 0.133 | 0.133 |  | NAV: Signed Nov 21
N/A | Input | IWNL: Portfield Quarry |  | PWSPRT | NAVNAV | 0.032 | 0.033 | 0.033 |  | NAV: Signed Oct 21
N/A | Input | IWNL: Pebble Walk |  | PWSPRT | NAVNAV | 0.07 | 0.073125 | 0.073125 |  | NAV: Signed Jun 21
N/A | Input | IWNL: Manor Road, Selsey |  | PWSPRT | NAVNAV | 0.069 | 0.072375 | 0.072375 |  | NAV: Signed May 21
N/A | Input | IWNL: Fontwell Avenue |  | PWSPRT | NAVNAV | 0.015 | 0.01575 | 0.01575 |  | NAV: Signed May 21
N/A | Input | IWNL: Drove Lane |  | PWSPRT | NAVNAV | 0.1125 | 0.1125 | 0.1125 |  | NAV: Signed Dec 20
N/A | Input | IWNL: The Spires |  | PWSPRT | NAVNAV | 0.075 | 0.075 | 0.075 |  | NAV: Signed Nov 20
N/A | Input | IWNL: Windmill Views |  | PWSPRT | NAVNAV | 0.035625 | 0.035625 | 0.035625 |  | NAV: Signed Oct 20
N/A | Input | IWNL: Shopwhykes Lakes |  | PWSPRT | NAVNAV | 0.061 | 0.063375 | 0.063375 |  | NAV: Signed Jul 20
N/A | Input | IWNL: Harbour Place |  | PWSPRT | NAVNAV | 0.12 | 0.12 | 0.12 |  | NAV: Signed May 20
N/A | Input | Leep: Newlands |  | PWSPRT | NAVNAV | 0.871 | 0.871 | 0.871 |  | NAV: Signed 2013
N/A | Input | Leep: Graylingwell Park |  | PWSPRT | NAVNAV | 0.26 | 0.26 | 0.26 |  | NAV: Signed 2010
Note on E6: Do not delete default inserted input lines. These are required to generate the autosum of all additional rows added. Additional rows which the user enters can be deleted. If additional lines are required please insert into middle of group to ensure automatic calculations pick up all data. Please ensure that you check the yellow shaded calculated cells to ensure they take account of added rows and correctly sum the totals. You can add notes in column L to provide additional explanation if desired. DO NOT DELETE DEFAULT INPUT ROWS - If unrequired leave blank. For individual licences - Please list only individual licences (i.e. not used in conjunctive use systems). For Drought Only Licences - Please only list licences where DO would confidently be impacted. Ensure licences are not double counted, licences should either be in Unused licences or Drought Only licences and not in both.
Note on K57: Please state if a licence has been applied for, approved, granted, awaiting mobilisation, or other specified status.

## 2. WC Level Data
Back to title page
|  |  |  | Table 2a: WC Level Normal Year planning scenario | 2. WC Level Data'!B53
Water Company | Portsmouth Water | Version |  | Table 2b: WC Level DYAA - Microcomponents - Final planning | 2. WC Level Data'!B66
Planning Scenario | NYAA | jet-20240206-190500-st-hybrid-dy-w1-tree16.05-options-v67-gov-led-hybridcp2-ppp5-pwh15-har2-twd14-no-force-kni-no-force-less-2075-fix-bvp¦Situation 4 |  | Table 2c: WC Level DYAA - Meter Installations (including meter upgrades) - Final Planning | 2. WC Level Data'!B81
Table 2a: WC Level Normal Year planning scenario | Back to top of sheet
WRMP24 Reference | Component | Derivation | Unit | Decimal places | 2019-20 | 2020-21 | 2021-22 | 2022-23 | 2023-24 | 2024-25 | 2025-26 | 2026-27 | 2027-28 | 2028-29 | 2029-30 | 2034-35 | 2039-40 | 2044-45 | 2049-50 | 2054-55 | 2059-60 | 2064-65 | 2069-70 | 2074-75 | 2079-80 | 2084-85 | 2089-90 | 2094-95 | 2099-100 | Leave Blank
1NY | Total Household Consumption | Input | Ml/d | 2 | 109.58 | 124.7 | 117.45 | 112.27 | 114.17 | 117.5 | 117.6368 | 117.6767 | 116.5741 | 114.5189 | 111.5587 | 97.7822 | 91.6255 | 88.4012 | 86.7892 | 87.9993 | 88.8302 | 89.6815 | 90.5727 | 91.4652
2NY | Average Household - PCC | Input | l/h/d | 1 | 149.89 | 170.54 | 160.3 | 152.52 | 154.4 | 156.9764 | 155.4582 | 153.7493 | 150.562 | 146.2883 | 141.0082 | 118.6663 | 108.3223 | 101.9199 | 97.505 | 97.5505 | 97.6296 | 97.7327 | 97.8879 | 98.0019
3NY | Total Non-Household Consumption | Input | Ml/d | 2 | 33.15 | 27.67 | 29.66 | 32.25 | 32.62 | 29.79 | 29.5833 | 28.3485 | 27.7132 | 27.1262 | 27.0923 | 26.8255 | 27.5028 | 27.6728 | 27.9528 | 28.7028 | 29.4228 | 30.1028 | 30.9628 | 31.4628
4NY | Total Leakage | Input | Ml/d | 2 | 24.36 | 23.55 | 26.93 | 32.19 | 28.19 | 24 | 22.0046 | 22.3963 | 22.039 | 21.0004 | 20.2544 | 17.6916 | 15.9752 | 15.5822 | 15.1892 | 14.8212 | 14.4812 | 14.1112 | 13.7612 | 13.4112
5NY | Distribution input | Input | Ml/d | 2 | 170.01 | 179.33 | 177.18 | 179.64 | 177.9 | 174.43 | 172.3647 | 171.5615 | 169.4663 | 165.7855 | 162.0454 | 145.4393 | 138.2435 | 134.7962 | 133.0712 | 134.6633 | 135.8742 | 137.0355 | 138.4367 | 139.4792
Water Company | Portsmouth Water | Version
Planning Scenario | DYAA | jet-20240206-190500-st-hybrid-dy-w1-tree16.05-options-v67-gov-led-hybridcp2-ppp5-pwh15-har2-twd14-no-force-kni-no-force-less-2075-fix-bvp¦Situation 4
Table 2b: WC Level DYAA - Microcomponents - Final planning | Back to top of sheet
WRMP24 Reference | Component | Derivation | Unit | Decimal places | 2019-20 | 2020-21 | 2021-22 | 2022-23 | 2023-24 | 2024-25 | 2025-26 | 2026-27 | 2027-28 | 2028-29 | 2029-30 | 2030-31 | 2031-32 | 2032-33 | 2033-34 | 2034-35 | 2035-36 | 2036-37 | 2037-38 | 2038-39 | 2039-40 | 2040-41 | 2041-42 | 2042-43 | 2043-44 | 2044-45 | 2045-46 | 2046-47 | 2047-48 | 2048-49 | 2049-50 | 2050-51 | 2051-52 | 2052-53 | 2053-54 | 2054-55 | 2055-56 | 2056-57 | 2057-58 | 2058-59 | 2059-60 | 2060-61 | 2061-62 | 2062-63 | 2063-64 | 2064-65 | 2065-66 | 2066-67 | 2067-68 | 2068-69 | 2069-70 | 2070-71 | 2071-72 | 2072-73 | 2073-74 | 2074-75 | 2075-76 | 2076-77 | 2077-78 | 2078-79 | 2079-80 | 2080-81 | 2081-82 | 2082-83 | 2083-84 | 2084-85 | 2085-86 | 2086-87 | 2087-88 | 2088-89 | 2089-90 | 2090-91 | 2091-92 | 2092-93 | 2093-94 | 2094-95 | 2095-96 | 2096-97 | 2097-98 | 2098-99 | 2099-100 | 2100-01
11FPW | Measured Household - PCC | sum (11.1FPW:11.9FPW) | l/h/d | 1 |  |  | 149.201 | 151.5836 | 150.333 | 148.9187 | 146.353 | 143.9699 | 141.8243 | 139.7155 | 137.0783 | 133.5145 | 129.9095 | 126.9296 | 123.3982 | 122.008 | 117.7657 | 116.2597 | 114.8607 | 113.4232 | 111.9733 | 110.6435 | 109.534 | 108.3952 | 107.2242 | 106.039 | 105.2569 | 104.4808 | 103.7039 | 102.8921 | 102.0597 | 102.1374 | 102.1916 | 102.2469 | 102.289 | 102.3559 | 102.4227 | 102.4938 | 102.5595 | 102.6328 | 102.6916 | 102.7553 | 102.8187 | 102.9794 | 102.9731 | 103.0663 | 103.1672 | 103.2903 | 103.4048 | 103.5024 | 103.5947 | 103.6868 | 103.7784 | 103.852 | 103.9372 | 104.0044
11.1FPW | Measured toilet flushing | Input | l/h/d | 1 |  |  | 34.6662 | 34.9907 | 34.4746 | 33.9251 | 33.115 | 32.3565 | 31.6647 | 30.9842 | 30.1967 | 29.2084 | 28.222 | 27.3842 | 26.4425 | 25.9493 | 24.8678 | 24.3753 | 23.9121 | 23.4403 | 22.9749 | 22.5338 | 22.1435 | 21.7506 | 21.3569 | 20.9596 | 20.805 | 20.6516 | 20.498 | 20.3376 | 20.173 | 20.1884 | 20.1991 | 20.21 | 20.2184 | 20.2316 | 20.2448 | 20.2589 | 20.2718 | 20.2863 | 20.2979 | 20.3105 | 20.3231 | 20.3548 | 20.3536 | 20.372 | 20.392 | 20.4163 | 20.4389 | 20.4582 | 20.4765 | 20.4947 | 20.5128 | 20.5273 | 20.5442 | 20.5574
11.2FPW | Measured personal washing | Input | l/h/d | 1 |  |  | 65.8618 | 67.1269 | 66.7867 | 66.372 | 65.4541 | 64.5978 | 63.8401 | 63.1005 | 62.1213 | 60.7006 | 59.2636 | 58.0946 | 56.6748 | 56.2316 | 54.4594 | 53.9491 | 53.4891 | 52.9959 | 52.5029 | 52.0512 | 51.7156 | 51.3622 | 50.984 | 50.5958 | 50.2226 | 49.8523 | 49.4816 | 49.0943 | 48.6971 | 48.7342 | 48.76 | 48.7864 | 48.8065 | 48.8384 | 48.8703 | 48.9042 | 48.9356 | 48.9705 | 48.9986 | 49.029 | 49.0592 | 49.1359 | 49.1329 | 49.1774 | 49.2255 | 49.2843 | 49.3389 | 49.3854 | 49.4295 | 49.4735 | 49.5171 | 49.5523 | 49.5929 | 49.625
11.3FPW | Measured clothes washing | Input | l/h/d | 1 |  |  | 19.8258 | 20.155 | 20.0004 | 19.8228 | 19.4854 | 19.1806 | 18.8967 | 18.6297 | 18.2798 | 17.8162 | 17.3334 | 16.9358 | 16.4679 | 16.2824 | 15.7264 | 15.5253 | 15.3286 | 15.1352 | 14.9432 | 14.7643 | 14.6162 | 14.4534 | 14.2987 | 14.1286 | 14.0244 | 13.921 | 13.8175 | 13.7093 | 13.5984 | 13.6088 | 13.616 | 13.6234 | 13.629 | 13.6379 | 13.6468 | 13.6563 | 13.665 | 13.6748 | 13.6826 | 13.6911 | 13.6996 | 13.721 | 13.7201 | 13.7325 | 13.746 | 13.7624 | 13.7777 | 13.7907 | 13.803 | 13.8152 | 13.8274 | 13.8372 | 13.8486 | 13.8575
11.4FPW | Measured dish washing | Input | l/h/d | 1 |  |  | 12.4518 | 12.6513 | 12.5471 | 12.4286 | 12.2095 | 12.0095 | 11.8317 | 11.6558 | 11.4232 | 11.1251 | 10.8236 | 10.5754 | 10.2708 | 10.1551 | 9.7893 | 9.6641 | 9.5373 | 9.417 | 9.2863 | 9.1751 | 9.0721 | 8.967 | 8.8603 | 8.7614 | 8.6968 | 8.6327 | 8.5685 | 8.5014 | 8.4327 | 8.4391 | 8.4436 | 8.4481 | 8.4516 | 8.4571 | 8.4627 | 8.4685 | 8.474 | 8.48 | 8.4849 | 8.4901 | 8.4954 | 8.5087 | 8.5081 | 8.5158 | 8.5242 | 8.5343 | 8.5438 | 8.5519 | 8.5595 | 8.5671 | 8.5747 | 8.5807 | 8.5878 | 8.5933
11.5FPW | Measured miscellaneous internal use | Input | l/h/d | 1 |  |  | 9.9373 | 10.097 | 10.0143 | 9.9203 | 9.75 | 9.5903 | 9.4483 | 9.2939 | 9.1194 | 8.8814 | 8.6407 | 8.4425 | 8.1969 | 8.1046 | 7.822 | 7.7103 | 7.6183 | 7.5222 | 7.4156 | 7.3268 | 7.2424 | 7.1671 | 7.0796 | 7.0007 | 6.949 | 6.8978 | 6.8465 | 6.7929 | 6.738 | 6.7431 | 6.7467 | 6.7503 | 6.7531 | 6.7575 | 6.7619 | 6.7666 | 6.771 | 6.7758 | 6.7797 | 6.7839 | 6.7881 | 6.7987 | 6.7983 | 6.8044 | 6.8111 | 6.8192 | 6.8268 | 6.8332 | 6.8393 | 6.8454 | 6.8514 | 6.8563 | 6.8619 | 6.8664
11.6FPW | Measured external use | Input | l/h/d | 1 |  |  | 6.4581 | 6.5627 | 6.5099 | 6.4499 | 6.339 | 6.2351 | 6.1428 | 6.0515 | 5.9379 | 5.7829 | 5.6262 | 5.4972 | 5.3453 | 5.2851 | 5.1008 | 5.0356 | 4.9755 | 4.9127 | 4.8504 | 4.7923 | 4.7442 | 4.6949 | 4.6447 | 4.5929 | 4.559 | 4.5254 | 4.4917 | 4.4566 | 4.4205 | 4.4239 | 4.4262 | 4.4286 | 4.4304 | 4.4333 | 4.4362 | 4.4393 | 4.4422 | 4.4453 | 4.4479 | 4.4506 | 4.4534 | 4.4603 | 4.4601 | 4.4641 | 4.4685 | 4.4738 | 4.4788 | 4.483 | 4.487 | 4.491 | 4.495 | 4.4981 | 4.5018 | 4.5047
11.7FPW | Measured (other: define) | Input | l/h/d | 1 |  |  | 0 | 0 | 0 | 0 | 0 | 0 | 0 | 0 | 0 | 0 | 0 | 0 | 0 | 0 | 0 | 0 | 0 | 0 | 0 | 0 | 0 | 0 | 0 | 0 | 0 | 0 | 0 | 0 | 0 | 0 | 0 | 0 | 0 | 0 | 0 | 0 | 0 | 0 | 0 | 0 | 0 | 0 | 0 | 0 | 0 | 0 | 0 | 0 | 0 | 0 | 0 | 0 | 0 | 0
11.8FPW | Measured (other: define) | Input | l/h/d | 1 |  |  | 0 | 0 | 0 | 0 | 0 | 0 | 0 | 0 | 0 | 0 | 0 | 0 | 0 | 0 | 0 | 0 | 0 | 0 | 0 | 0 | 0 | 0 | 0 | 0 | 0 | 0 | 0 | 0 | 0 | 0 | 0 | 0 | 0 | 0 | 0 | 0 | 0 | 0 | 0 | 0 | 0 | 0 | 0 | 0 | 0 | 0 | 0 | 0 | 0 | 0 | 0 | 0 | 0 | 0
11.9FPW | Measured (other: define) | Input | l/h/d | 1 |  |  | 0 | 0 | 0 | 0 | 0 | 0 | 0 | 0 | 0 | 0 | 0 | 0 | 0 | 0 | 0 | 0 | 0 | 0 | 0 | 0 | 0 | 0 | 0 | 0 | 0 | 0 | 0 | 0 | 0 | 0 | 0 | 0 | 0 | 0 | 0 | 0 | 0 | 0 | 0 | 0 | 0 | 0 | 0 | 0 | 0 | 0 | 0 | 0 | 0 | 0 | 0 | 0 | 0 | 0
12FPW | Unmeasured Household - PCC | sum (12.1FPW:12.9FPW) | l/h/d | 1 |  |  | 174.9194 | 173.7988 | 171.8383 | 171.1611 | 170.5179 | 169.7825 | 167.7875 | 164.8334 | 161.4348 | 158.3062 | 157.1446 | 155.9985 | 150.8745 | 146.431 | 141.6639 | 136.9925 | 132.4982 | 128.2897 | 124.1571 | 120.7885 | 117.762 | 114.9415 | 112.2846 | 109.796 | 107.7727 | 105.7712 | 103.689 | 101.9144 | 100.1663 | 99.4566 | 99.0167 | 98.5001 | 98.1141 | 97.7464 | 97.2428 | 96.6308 | 96.1485 | 95.6897 | 95.2402 | 94.7757 | 94.3094 | 93.9311 | 93.2493 | 92.6519 | 91.9302 | 91.2032 | 90.5975 | 89.8957 | 89.2034 | 88.7505 | 88.1802 | 87.6334 | 87.0883 | 86.5577
12.1FPW | Unmeasured toilet flushing | Input | l/h/d | 1 |  |  | 48.6215 | 48.1161 | 47.3809 | 47.0017 | 46.6336 | 46.2456 | 45.5131 | 44.5228 | 43.4228 | 42.3913 | 41.9115 | 41.4144 | 39.8881 | 38.5376 | 37.1129 | 35.7318 | 34.4103 | 33.16 | 31.9428 | 30.9342 | 30.0148 | 29.1665 | 28.3575 | 27.6028 | 27.0941 | 26.5909 | 26.0675 | 25.6213 | 25.1819 | 25.0034 | 24.8929 | 24.763 | 24.6659 | 24.5735 | 24.4469 | 24.293 | 24.1718 | 24.0564 | 23.9434 | 23.8267 | 23.7094 | 23.6143 | 23.4429 | 23.2927 | 23.1113 | 22.9285 | 22.7763 | 22.5998 | 22.4258 | 22.3119 | 22.1686 | 22.0311 | 21.894 | 21.7607
12.2FPW | Unmeasured personal washing | Input | l/h/d | 1 |  |  | 59.9689 | 59.6032 | 58.9512 | 58.7415 | 58.5564 | 58.3208 | 57.6633 | 56.6924 | 55.5502 | 54.5053 | 54.1423 | 53.7888 | 52.0522 | 50.5632 | 48.9596 | 47.382 | 45.8627 | 44.4529 | 43.0582 | 41.9304 | 40.9228 | 39.9847 | 39.0941 | 38.2792 | 37.5738 | 36.876 | 36.1501 | 35.5314 | 34.9219 | 34.6745 | 34.5211 | 34.341 | 34.2065 | 34.0783 | 33.9027 | 33.6893 | 33.5211 | 33.3612 | 33.2045 | 33.0425 | 32.88 | 32.7481 | 32.5104 | 32.3021 | 32.0505 | 31.797 | 31.5859 | 31.3412 | 31.0998 | 30.9419 | 30.7431 | 30.5525 | 30.3624 | 30.1774
12.3FPW | Unmeasured clothes washing | Input | l/h/d | 1 |  |  | 21.6094 | 21.5383 | 21.3614 | 21.3426 | 21.3211 | 21.2971 | 21.1119 | 20.7938 | 20.4276 | 20.0951 | 19.9968 | 19.9114 | 19.3026 | 18.7927 | 18.2234 | 17.6809 | 17.1389 | 16.6442 | 16.1453 | 15.745 | 15.3961 | 15.0603 | 14.7459 | 14.4549 | 14.1886 | 13.9251 | 13.6509 | 13.4173 | 13.1872 | 13.0937 | 13.0358 | 12.9678 | 12.917 | 12.8686 | 12.8023 | 12.7217 | 12.6582 | 12.5978 | 12.5386 | 12.4775 | 12.4161 | 12.3663 | 12.2765 | 12.1979 | 12.1029 | 12.0071 | 11.9274 | 11.835 | 11.7439 | 11.6842 | 11.6092 | 11.5372 | 11.4654 | 11.3956
12.4FPW | Unmeasured dish washing | Input | l/h/d | 1 |  |  | 16.0634 | 16.0013 | 15.8607 | 15.8375 | 15.8118 | 15.7775 | 15.6409 | 15.4016 | 15.1148 | 14.8536 | 14.7775 | 14.6995 | 14.2468 | 13.8565 | 13.4338 | 13.0208 | 12.6189 | 12.2425 | 11.873 | 11.5762 | 11.3085 | 11.0596 | 10.8264 | 10.5996 | 10.4042 | 10.211 | 10.01 | 9.8387 | 9.6699 | 9.6014 | 9.5589 | 9.5091 | 9.4718 | 9.4363 | 9.3877 | 9.3286 | 9.282 | 9.2378 | 9.1944 | 9.1495 | 9.1045 | 9.068 | 9.0022 | 8.9445 | 8.8748 | 8.8046 | 8.7462 | 8.6784 | 8.6116 | 8.5678 | 8.5128 | 8.46 | 8.4074 | 8.3562
12.5FPW | Unmeasured miscellaneous internal use | Input | l/h/d | 1 |  |  | 12.3897 | 12.3422 | 12.2341 | 12.2167 | 12.1957 | 12.1771 | 12.0663 | 11.8728 | 11.6591 | 11.4648 | 11.3975 | 11.3445 | 11.0021 | 10.6927 | 10.3729 | 10.0466 | 9.7425 | 9.445 | 9.1655 | 8.9298 | 8.7288 | 8.5304 | 8.3556 | 8.1831 | 8.0323 | 7.8831 | 7.7279 | 7.5957 | 7.4654 | 7.4125 | 7.3797 | 7.3412 | 7.3124 | 7.285 | 7.2475 | 7.2019 | 7.1659 | 7.1317 | 7.0982 | 7.0636 | 7.0289 | 7.0007 | 6.9499 | 6.9053 | 6.8515 | 6.7974 | 6.7522 | 6.6999 | 6.6483 | 6.6146 | 6.5721 | 6.5313 | 6.4907 | 6.4511
12.6FPW | Unmeasured external use | Input | l/h/d | 1 |  |  | 16.2665 | 16.1978 | 16.05 | 16.0213 | 15.9994 | 15.9643 | 15.792 | 15.55 | 15.2602 | 14.9961 | 14.919 | 14.8399 | 14.3827 | 13.9884 | 13.5613 | 13.1305 | 12.7249 | 12.3452 | 11.9723 | 11.6728 | 11.391 | 11.1401 | 10.905 | 10.6764 | 10.4797 | 10.2851 | 10.0826 | 9.91 | 9.7401 | 9.671 | 9.6283 | 9.578 | 9.5405 | 9.5048 | 9.4558 | 9.3963 | 9.3494 | 9.3048 | 9.2611 | 9.2159 | 9.1705 | 9.1338 | 9.0675 | 9.0094 | 8.9392 | 8.8685 | 8.8096 | 8.7414 | 8.674 | 8.63 | 8.5745 | 8.5214 | 8.4684 | 8.4168
12.7FPW | Unmeasured (other: define) | Input | l/h/d | 1 |  |  | 0 | 0 | 0 | 0 | 0 | 0 | 0 | 0 | 0 | 0 | 0 | 0 | 0 | 0 | 0 | 0 | 0 | 0 | 0 | 0 | 0 | 0 | 0 | 0 | 0 | 0 | 0 | 0 | 0 | 0 | 0 | 0 | 0 | 0 | 0 | 0 | 0 | 0 | 0 | 0 | 0 | 0 | 0 | 0 | 0 | 0 | 0 | 0 | 0 | 0 | 0 | 0 | 0 | 0
12.8FPW | Unmeasured (other: define) | Input | l/h/d | 1 |  |  | 0 | 0 | 0 | 0 | 0 | 0 | 0 | 0 | 0 | 0 | 0 | 0 | 0 | 0 | 0 | 0 | 0 | 0 | 0 | 0 | 0 | 0 | 0 | 0 | 0 | 0 | 0 | 0 | 0 | 0 | 0 | 0 | 0 | 0 | 0 | 0 | 0 | 0 | 0 | 0 | 0 | 0 | 0 | 0 | 0 | 0 | 0 | 0 | 0 | 0 | 0 | 0 | 0 | 0
12.9FPW | Unmeasured (other: define) | Input | l/h/d | 1 |  |  | 0 | 0 | 0 | 0 | 0 | 0 | 0 | 0 | 0 | 0 | 0 | 0 | 0 | 0 | 0 | 0 | 0 | 0 | 0 | 0 | 0 | 0 | 0 | 0 | 0 | 0 | 0 | 0 | 0 | 0 | 0 | 0 | 0 | 0 | 0 | 0 | 0 | 0 | 0 | 0 | 0 | 0 | 0 | 0 | 0 | 0 | 0 | 0 | 0 | 0 | 0 | 0 | 0 | 0
Table 2c: WC Level DYAA - Meter Installations (including meter upgrades) - Final Planning | Back to top of sheet
WRMP24 Reference | Component | Derivation | Unit | Decimal places | 2019-20 | 2020-21 | 2021-22 | 2022-23 | 2023-24 | 2024-25 | 2025-26 | 2026-27 | 2027-28 | 2028-29 | 2029-30 | 2030-31 | 2031-32 | 2032-33 | 2033-34 | 2034-35 | 2035-36 | 2036-37 | 2037-38 | 2038-39 | 2039-40 | 2040-41 | 2041-42 | 2042-43 | 2043-44 | 2044-45 | 2045-46 | 2046-47 | 2047-48 | 2048-49 | 2049-50 | 2050-51 | 2051-52 | 2052-53 | 2053-54 | 2054-55 | 2055-56 | 2056-57 | 2057-58 | 2058-59 | 2059-60 | 2060-61 | 2061-62 | 2062-63 | 2063-64 | 2064-65 | 2065-66 | 2066-67 | 2067-68 | 2068-69 | 2069-70 | 2070-71 | 2071-72 | 2072-73 | 2073-74 | 2074-75 | 2075-76 | 2076-77 | 2077-78 | 2078-79 | 2079-80 | 2080-81 | 2081-82 | 2082-83 | 2083-84 | 2084-85 | 2085-86 | 2086-87 | 2087-88 | 2088-89 | 2089-90 | 2090-91 | 2091-92 | 2092-93 | 2093-94 | 2094-95 | 2095-96 | 2096-97 | 2097-98 | 2098-99 | 2099-100 | 2100-01
0FPM | Total Household Smart Meters (cumulative including existing) | Input | 000's | 0 |  |  | 0 | 0 | 0 | 0 | 7.9278 | 32.703 | 70.9461 | 121.968 | 180.534 | 236.5861 | 285.9135 | 328.0805 | 336.8087 | 339.7856 | 342.5205 | 345.133 | 347.6171 | 349.8997 | 351.9853 | 354.0778 | 356.1561 | 358.2245 | 360.2783 | 362.3116 | 364.7252 | 367.127 | 369.5142 | 371.8804 | 374.23 | 376.5669 | 377.727 | 378.7915 | 379.8149 | 380.8222 | 381.8604 | 382.8767 | 383.8864 | 384.8726 | 385.833 | 386.8302 | 387.8506 | 388.8893 | 389.9755 | 391.0774 | 392.2263 | 393.4175 | 394.6101 | 395.7761 | 396.9484 | 398.0956 | 399.238 | 400.3785 | 401.5064 | 402.622
1FPM | Total household meter installations | sum(1.1FPM:1.32FPM) | 000's | 0 |  |  | 0 | 5.9283 | 7.2895 | 7.9373 | 7.9278 | 24.7752 | 38.2431 | 51.0218 | 58.566 | 56.0521 | 49.3274 | 42.167 | 8.7282 | 2.9768 | 2.7349 | 2.6125 | 2.4842 | 2.2826 | 2.0856 | 2.0924 | 2.0784 | 2.0684 | 2.0538 | 2.0333 | 2.4136 | 2.4018 | 2.3872 | 2.3662 | 2.3496 | 2.3369 | 1.1601 | 1.0646 | 1.0233 | 1.0073 | 1.0382 | 1.0163 | 1.0096 | 0.98625 | 0.9604 | 0.99718 | 1.0204 | 1.0387 | 1.0862 | 1.1019 | 1.1489 | 1.1912 | 1.1926 | 1.166 | 1.1723 | 1.1472 | 1.1424 | 1.1405 | 1.1279 | 1.1156
1.1FPM | Basic (non-automated) meter installations (household) | Input | 000's | 0 |  |  | 0 | 5.9283 | 7.2895 | 7.9373 | 0 | 0 | 0 | 0 | 0 | 0 | 0 | 0 | 0 | 0 | 0 | 0 | 0 | 0 | 0 | 0 | 0 | 0 | 0 | 0 | 0 | 0 | 0 | 0 | 0 | 0 | 0 | 0 | 0 | 0 | 0 | 0 | 0 | 0 | 0 | 0 | 0 | 0 | 0 | 0 | 0 | 0 | 0 | 0 | 0 | 0 | 0 | 0 | 0 | 0
1.21FPM | Automated Meter Reading (AMR) - new installations (household) | Input | 000's | 0 |  |  | 0 | 0 | 0 | 0 | 0 | 0 | 0 | 0 | 0 | 0 | 0 | 0 | 0 | 0 | 0 | 0 | 0 | 0 | 0 | 0 | 0 | 0 | 0 | 0 | 0 | 0 | 0 | 0 | 0 | 0 | 0 | 0 | 0 | 0 | 0 | 0 | 0 | 0 | 0 | 0 | 0 | 0 | 0 | 0 | 0 | 0 | 0 | 0 | 0 | 0 | 0 | 0 | 0 | 0
1.22FPM | Automated Meter Reading (AMR) - upgrades from basic meters (household | Input | 000's | 0 |  |  | 0 | 0 | 0 | 0 | 0 | 0 | 0 | 0 | 0 | 0 | 0 | 0 | 0 | 0 | 0 | 0 | 0 | 0 | 0 | 0 | 0 | 0 | 0 | 0 | 0 | 0 | 0 | 0 | 0 | 0 | 0 | 0 | 0 | 0 | 0 | 0 | 0 | 0 | 0 | 0 | 0 | 0 | 0 | 0 | 0 | 0 | 0 | 0 | 0 | 0 | 0 | 0 | 0 | 0
1.31FPM | Advanced Metering Infrastructure (AMI) - new installations (household) | Input | 000's | 0 |  |  | 0 | 0 | 0 | 0 | 7.0567 | 18.2092 | 27.0792 | 35.4052 | 40.3359 | 38.5319 | 30.7458 | 3.609 | 3.1712 | 2.9768 | 2.7349 | 2.6125 | 2.4842 | 2.2826 | 2.0856 | 2.0924 | 2.0784 | 2.0684 | 2.0538 | 2.0333 | 2.4136 | 2.4018 | 2.3872 | 2.3662 | 2.3496 | 2.3369 | 1.1601 | 1.0646 | 1.0233 | 1.0073 | 1.0382 | 1.0163 | 1.0096 | 0.98625 | 0.9604 | 0.99718 | 1.0204 | 1.0387 | 1.0862 | 1.1019 | 1.1489 | 1.1912 | 1.1926 | 1.166 | 1.1723 | 1.1472 | 1.1424 | 1.1405 | 1.1279 | 1.1156
1.32FPM | Automated Meter Infrastructure (AMI) - upgrades from basic or AMR meters (household) | Input | 000's | 0 |  |  | 0 | 0 | 0 | 0 | 0.8711 | 6.566 | 11.1639 | 15.6166 | 18.2301 | 17.5202 | 18.5816 | 38.558 | 5.557 | 0 | 0 | 0 | 0 | 0 | 0 | 0 | 0 | 0 | 0 | 0 | 0 | 0 | 0 | 0 | 0 | 0 | 0 | 0 | 0 | 0 | 0 | 0 | 0 | 0 | 0 | 0 | 0 | 0 | 0 | 0 | 0 | 0 | 0 | 0 | 0 | 0 | 0 | 0 | 0 | 0
2FPM | Total non-household meter installations | Input | 000's | 0 |  |  | 0 | 0.17 | 0.17 | 0.17 | 0.866 | 2.258 | 2.208 | 1.948 | 1.952 | 1.778 | 1.778 | 1.778 | 1.194 | 0.17 | 0.16 | 0.17 | 0.17 | 0.17 | 0.17 | 0.17 | 0.17 | 0.16 | 0.17 | 0.17 | 0.17 | 0.17 | 0.17 | 0.17 | 0.17 | 0.16 | 0.17 | 0.17 | 0.17 | 0.17 | 0.17 | 0.17 | 0.16 | 0.17 | 0.17 | 0.17 | 0.17 | 0.17 | 0.17 | 0.16 | 0.17 | 0.17 | 0.17 | 0.17 | 0.17 | 0.17 | 0.16 | 0.17 | 0.17 | 0.17
2.1FPM | Basic (non-automated) meter installations (non-household) | Input | 000's | 0 |  |  | 0 | 0.17 | 0.17 | 0.17 | 0 | 0 | 0 | 0 | 0 | 0 | 0 | 0 | 0 | 0 | 0 | 0 | 0 | 0 | 0 | 0 | 0 | 0 | 0 | 0 | 0 | 0 | 0 | 0 | 0 | 0 | 0 | 0 | 0 | 0 | 0 | 0 | 0 | 0 | 0 | 0 | 0 | 0 | 0 | 0 | 0 | 0 | 0 | 0 | 0 | 0 | 0 | 0 | 0 | 0
2.2FPM | Automated Meter Reading (AMR) - installations (non-household) | Input | 000's | 0 |  |  | 0 | 0 | 0 | 0 | 0 | 0 | 0 | 0 | 0 | 0 | 0 | 0 | 0 | 0 | 0 | 0 | 0 | 0 | 0 | 0 | 0 | 0 | 0 | 0 | 0 | 0 | 0 | 0 | 0 | 0 | 0 | 0 | 0 | 0 | 0 | 0 | 0 | 0 | 0 | 0 | 0 | 0 | 0 | 0 | 0 | 0 | 0 | 0 | 0 | 0 | 0 | 0 | 0 | 0
2.3FPM | Automated Meter Infrastructure (AMI) - installations (non-household) | Input | 000's | 0 |  |  | 0 | 0 | 0 | 0 | 0.866 | 2.258 | 2.208 | 1.948 | 1.952 | 1.778 | 1.778 | 1.778 | 1.194 | 0.17 | 0.16 | 0.17 | 0.17 | 0.17 | 0.17 | 0.17 | 0.17 | 0.16 | 0.17 | 0.17 | 0.17 | 0.17 | 0.17 | 0.17 | 0.17 | 0.16 | 0.17 | 0.17 | 0.17 | 0.17 | 0.17 | 0.17 | 0.16 | 0.17 | 0.17 | 0.17 | 0.17 | 0.17 | 0.17 | 0.16 | 0.17 | 0.17 | 0.17 | 0.17 | 0.17 | 0.17 | 0.16 | 0.17 | 0.17 | 0.17
Back to top of sheet
Table 2d: WC Level DYAA - Key Components - Baseline
WRMP24 Reference | Component | Derivation | Unit | Decimal places | 2019-20 | 2020-21 | 2021-22 | 2022-23 | 2023-24 | 2024-25 | 2025-26 | 2026-27 | 2027-28 | 2028-29 | 2029-30 | 2030-31 | 2031-32 | 2032-33 | 2033-34 | 2034-35 | 2035-36 | 2036-37 | 2037-38 | 2038-39 | 2039-40 | 2040-41 | 2041-42 | 2042-43 | 2043-44 | 2044-45 | 2045-46 | 2046-47 | 2047-48 | 2048-49 | 2049-50 | 2050-51 | 2051-52 | 2052-53 | 2053-54 | 2054-55 | 2055-56 | 2056-57 | 2057-58 | 2058-59 | 2059-60 | 2060-61 | 2061-62 | 2062-63 | 2063-64 | 2064-65 | 2065-66 | 2066-67 | 2067-68 | 2068-69 | 2069-70 | 2070-71 | 2071-72 | 2072-73 | 2073-74 | 2074-75 | 2075-76 | 2076-77 | 2077-78 | 2078-79 | 2079-80 | 2080-81 | 2081-82 | 2082-83 | 2083-84 | 2084-85 | 2085-86 | 2086-87 | 2087-88 | 2088-89 | 2089-90 | 2090-91 | 2091-92 | 2092-93 | 2093-94 | 2094-95 | 2095-96 | 2096-97 | 2097-98 | 2098-99 | 2099-100 | 2100-01
1BLW | Outage Allowance | Sum (all WRZ 9BL) | Ml/d | 2 |  |  | 6.6 | 6.6 | 6.6 | 6.6 | 6.6 | 6.6 | 6.6 | 6.6 | 6.8 | 6.8 | 6.8 | 6.8 | 6.8 | 6.8 | 6.8 | 6.8 | 6.8 | 6.8 | 6.6 | 6.6 | 6.6 | 6.6 | 6.6 | 6.6 | 6.6 | 6.6 | 6.6 | 6.6 | 6.6 | 6.6 | 6.6 | 6.6 | 6.6 | 6.6 | 6.6 | 6.6 | 6.6 | 6.6 | 6.6 | 6.6 | 6.6 | 6.6 | 6.6 | 6.6 | 6.6 | 6.6 | 6.6 | 6.6 | 6.6 | 6.6 | 6.6 | 6.6 | 6.6 | 6.6
2BLW | Average Household - PCC | ((Sum (all WRZ 14BL: 15BL) - Sum (all WRZ 25BL:26BL))*1,000,000)/((Sum (all WRZ 39BL: 40BL))*1,000) | l/h/d | 1 |  |  | 167.167 | 166.8323 | 164.7461 | 163.4395 | 163.0223 | 162.6163 | 162.1877 | 161.7946 | 161.4357 | 161.2077 | 160.9418 | 160.7066 | 160.4591 | 160.2655 | 160.0966 | 159.9561 | 159.8416 | 159.7761 | 159.7044 | 159.5833 | 159.4708 | 159.345 | 159.2079 | 159.0505 | 158.899 | 158.7608 | 158.6162 | 158.4616 | 158.2851 | 158.1358 | 158.1003 | 158.0621 | 158.0269 | 158.019 | 158.0012 | 157.9804 | 157.9657 | 157.9603 | 157.9421 | 157.9274 | 157.9128 | 157.9134 | 157.8936 | 157.8936 | 157.8913 | 157.9075 | 157.9259 | 157.9189 | 157.9068 | 157.9183 | 157.9171 | 157.9016 | 157.897 | 157.8766
3BLW | Household metering penetration incl. voids | Sum (all WRZ 34BL) / (Sum (all WRZ 34BL) + Sum (all WRZ 34.7BL: 35.1BL)) | % | 1 |  |  | 33.22% | 34.9% | 36.61% | 38.43% | 39.18% | 39.98% | 40.8% | 41.57% | 42.33% | 43.01% | 43.66% | 44.25% | 44.75% | 45.21% | 45.63% | 46.03% | 46.4% | 46.74% | 47.04% | 47.34% | 47.64% | 47.93% | 48.21% | 48.49% | 48.82% | 49.14% | 49.46% | 49.77% | 50.07% | 50.37% | 50.52% | 50.65% | 50.78% | 50.91% | 51.04% | 51.16% | 51.29% | 51.41% | 51.52% | 51.64% | 51.77% | 51.89% | 52.02% | 52.15% | 52.29% | 52.43% | 52.56% | 52.7% | 52.83% | 52.97% | 53.1% | 53.22% | 53.35% | 53.48%
4BLW | Total non-household consumption | Sum (all WRZ 12BL:13BL) - Sum (all WRZ 23BL:24BL) | Ml/d | 2 |  |  | 29.06 | 28.8024 | 30.0024 | 29.7724 | 29.9424 | 29.8324 | 30.2124 | 30.0924 | 30.5124 | 30.0624 | 30.3824 | 30.2024 | 30.8624 | 30.5124 | 30.1924 | 30.7324 | 30.7924 | 30.5424 | 31.1924 | 30.8124 | 31.2424 | 30.5424 | 31.0624 | 31.3624 | 31.5724 | 31.4024 | 31.5424 | 31.9024 | 31.6424 | 31.5824 | 31.6224 | 32.3024 | 31.9124 | 32.3924 | 32.0024 | 33.1524 | 32.9424 | 33.2924 | 33.1124 | 33.4924 | 33.2024 | 34.0424 | 34.1824 | 33.7924 | 33.9924 | 33.9124 | 34.0924 | 34.0824 | 34.6524 | 34.8824 | 34.9724 | 35.1124 | 34.9424 | 35.1524
5BLW | Total Leakage | Sum (all WRZ 29BL) | Ml/d | 2 |  |  | 26.93 | 30.71 | 26 | 24 | 24 | 24 | 24 | 24 | 24 | 24 | 24 | 24 | 24 | 24 | 24 | 24 | 24 | 24 | 24 | 24 | 24 | 24 | 24 | 24 | 24 | 24 | 24 | 24 | 24 | 24 | 24 | 24 | 24 | 24 | 24 | 24 | 24 | 24 | 24 | 24 | 24 | 24 | 24 | 24 | 24 | 24 | 24 | 24 | 24 | 24 | 24 | 24 | 24 | 24
6BLW | Distribution input | Sum (all WRZ 45BL) | Ml/d | 2 |  |  | 181.64 | 184.7664 | 180.5046 | 178.3425 | 179.4819 | 180.4213 | 181.8607 | 182.7701 | 184.1995 | 184.6489 | 185.8383 | 186.4822 | 187.9446 | 188.3769 | 188.7693 | 189.9617 | 190.6241 | 190.9365 | 192.0889 | 192.2712 | 193.2636 | 193.136 | 194.2384 | 195.1308 | 195.9432 | 196.3555 | 197.0679 | 198.0203 | 198.3527 | 198.9027 | 199.2227 | 200.1627 | 200.0227 | 200.7627 | 200.6127 | 201.9827 | 202.0027 | 202.5927 | 202.6427 | 203.2527 | 203.1927 | 204.2827 | 204.6527 | 204.5027 | 204.9327 | 205.1027 | 205.5427 | 205.7727 | 206.5827 | 207.0727 | 207.4127 | 207.7927 | 207.8727 | 208.3227
7BLW | Target Headroom | Sum (all WRZ 48BL) | Ml/d | 2 |  |  | 5.01 | 5 | 5.04 | 4.96 | 4.2068 | 4.77 | 5.04 | 5.07 | 5.15 | 4.65 | 4.34 | 3.6241 | 3.5687 | 3.522 | 3.2671 | 3.1768 | 3.1083 | 3.1563 | 2.1838 | 2.0909 | 1.8808 | 1.837 | 1.6719 | 1.6786 | 1.5254 | 1.85 | 1.4059 | 1.332 | 1.2832 | 1.112 | 1.2204 | 1.1418 | 1.1271 | 1.0683 | 1.1451 | 1.1359 | 1.017 | 1.1103 | 1.1786 | 1.1952 | 1.0137 | 0.98296 | 0.9998 | 1.1423 | 1.0874 | 0.99061 | 0.95115 | 1.114 | 1.0393 | 1.0541 | 1.0608 | 1.0846 | 1.1516 | 0.92725
8BLW | Water Available For Use (own sources) | Sum (all WRZ 10BL) | Ml/d | 2 |  |  | 182.003 | 181.9279 | 181.8529 | 181.7778 | 181.7028 | 181.6277 | 181.5526 | 181.4776 | 181.2025 | 173.2107 | 185.219 | 177.2272 | 169.2355 | 161.2437 | 161.3455 | 161.4472 | 161.549 | 161.6507 | 129.2164 | 123.5455 | 117.8747 | 112.2038 | 106.5329 | 100.862 | 95.1911 | 89.5202 | 83.8493 | 78.1784 | 72.5075 | 72.3464 | 72.1853 | 72.0241 | 71.863 | 71.7019 | 71.5408 | 71.3796 | 71.2185 | 71.0574 | 70.8963 | 70.7351 | 70.574 | 70.4129 | 70.2518 | 70.0906 | 69.9295 | 69.7684 | 69.6073 | 69.4461 | 69.285 | 69.1239 | 68.9628 | 68.8016 | 68.6405 | 68.4794
9BLW | Total Water Available For Use | Sum (all WRZ 11BL) | Ml/d | 2 |  |  | 150.1382 | 149.8616 | 149.7865 | 164.6852 | 164.6101 | 164.5351 | 164.46 | 164.385 | 179.1099 | 171.1181 | 183.1264 | 175.1346 | 167.1429 | 159.1511 | 159.2529 | 159.3546 | 159.4564 | 159.5581 | 127.1238 | 121.4529 | 115.7821 | 110.1112 | 104.4403 | 98.7694 | 93.0985 | 87.4276 | 81.7567 | 76.0858 | 70.4149 | 70.2538 | 70.0927 | 69.9315 | 69.7704 | 69.6093 | 69.4482 | 69.287 | 69.1259 | 68.9648 | 68.8037 | 68.6425 | 68.4814 | 68.3203 | 68.1592 | 67.998 | 67.8369 | 67.6758 | 67.5147 | 67.3535 | 67.1924 | 67.0313 | 66.8702 | 66.709 | 66.5479 | 66.3868
10BLW | Supply Demand Balance | Sum (all WRZ 50BL) | Ml/d | 2 |  |  | -36.5118 | -39.9049 | -35.7581 | -18.6173 | -19.0786 | -20.6562 | -22.4407 | -23.4552 | -10.2396 | -18.1808 | -7.052 | -14.9717 | -24.3704 | -32.7479 | -32.7836 | -33.7839 | -34.276 | -34.5346 | -67.1488 | -72.9092 | -79.3623 | -84.8618 | -91.4701 | -98.04 | -104.37 | -110.7779 | -116.7171 | -123.2665 | -129.221 | -129.7609 | -130.3504 | -131.3729 | -131.3794 | -132.2216 | -132.3097 | -133.8316 | -133.8938 | -134.7382 | -135.0177 | -135.8053 | -135.7249 | -136.9454 | -137.4933 | -137.647 | -138.1831 | -138.4175 | -138.9792 | -139.5332 | -140.4295 | -141.0955 | -141.6033 | -142.1682 | -142.4764 | -142.8631
Back to top of sheet
Table 2e: WC Level DYAA - Key Components - Final planning
WRMP24 Reference | Component | Derivation | Unit | Decimal places | 2019-20 | 2020-21 | 2021-22 | 2022-23 | 2023-24 | 2024-25 | 2025-26 | 2026-27 | 2027-28 | 2028-29 | 2029-30 | 2030-31 | 2031-32 | 2032-33 | 2033-34 | 2034-35 | 2035-36 | 2036-37 | 2037-38 | 2038-39 | 2039-40 | 2040-41 | 2041-42 | 2042-43 | 2043-44 | 2044-45 | 2045-46 | 2046-47 | 2047-48 | 2048-49 | 2049-50 | 2050-51 | 2051-52 | 2052-53 | 2053-54 | 2054-55 | 2055-56 | 2056-57 | 2057-58 | 2058-59 | 2059-60 | 2060-61 | 2061-62 | 2062-63 | 2063-64 | 2064-65 | 2065-66 | 2066-67 | 2067-68 | 2068-69 | 2069-70 | 2070-71 | 2071-72 | 2072-73 | 2073-74 | 2074-75 | 2075-76 | 2076-77 | 2077-78 | 2078-79 | 2079-80 | 2080-81 | 2081-82 | 2082-83 | 2083-84 | 2084-85 | 2085-86 | 2086-87 | 2087-88 | 2088-89 | 2089-90 | 2090-91 | 2091-92 | 2092-93 | 2093-94 | 2094-95 | 2095-96 | 2096-97 | 2097-98 | 2098-99 | 2099-100 | 2100-01
1FPW | Outage Allowance | Sum (all WRZ 9FP) | Ml/d | 2 |  |  | 6.6 | 6.6 | 6.6 | 6.6 | 6.6 | 6.6 | 6.6 | 6.6 | 6.8 | 6.8 | 6.8 | 6.8 | 6.8 | 6.8 | 6.8 | 6.8 | 6.8 | 6.8 | 6.6 | 6.6 | 6.6 | 6.6 | 6.6 | 6.6 | 6.6 | 6.6 | 6.6 | 6.6 | 6.6 | 6.6 | 6.6 | 6.6 | 6.6 | 6.6 | 6.6 | 6.6 | 6.6 | 6.6 | 6.6 | 6.6 | 6.6 | 6.6 | 6.6 | 6.6 | 6.6 | 6.6 | 6.6 | 6.6 | 6.6 | 6.6 | 6.6 | 6.6 | 6.6 | 6.6
2FPW | Average Household - PCC | ((Sum (all WRZ 14FP: 15FP) - Sum (all WRZ 25FP:26FP))*1,000,000)/((Sum (all WRZ 39FP: 40FP))*1,000) | l/h/d | 1 |  |  | 167.167 | 166.8323 | 164.7461 | 163.4395 | 161.8981 | 160.1556 | 156.8923 | 152.5123 | 147.0835 | 140.7738 | 134.7072 | 129.4733 | 125.8477 | 124.2072 | 119.9218 | 118.15 | 116.4942 | 114.8038 | 113.127 | 111.6061 | 110.323 | 109.0305 | 107.7333 | 106.4204 | 105.5235 | 104.6335 | 103.7346 | 102.8324 | 101.9136 | 101.9172 | 101.9246 | 101.9258 | 101.9272 | 101.9528 | 101.9652 | 101.9711 | 101.9844 | 102.0067 | 102.0167 | 102.0295 | 102.0418 | 102.1505 | 102.0788 | 102.105 | 102.1259 | 102.1662 | 102.2101 | 102.2295 | 102.2449 | 102.2832 | 102.3094 | 102.3219 | 102.3449 | 102.3532
3FPW | Household metering penetration incl. voids | Sum (all WRZ 34FP) / (Sum (all WRZ 34FP) + Sum (all WRZ 34.7FP: 35.1FP)) | % | 1 |  |  | 33.22% | 34.9% | 36.61% | 38.43% | 40.18% | 45.29% | 52.94% | 62.92% | 74.11% | 84.56% | 92.53% | 92.61% | 92.68% | 92.74% | 92.8% | 92.85% | 92.9% | 92.94% | 92.98% | 93.02% | 93.06% | 93.1% | 93.14% | 93.17% | 93.22% | 93.26% | 93.3% | 93.34% | 93.38% | 93.42% | 93.44% | 93.46% | 93.48% | 93.49% | 93.51% | 93.53% | 93.54% | 93.56% | 93.58% | 93.59% | 93.61% | 93.62% | 93.64% | 93.66% | 93.68% | 93.7% | 93.71% | 93.73% | 93.75% | 93.77% | 93.78% | 93.8% | 93.82% | 93.83%
4FPW | Total non-household consumption | Sum (all WRZ 12FP:13FP) - Sum (all WRZ 23FP:24FP) | Ml/d | 2 |  |  | 29.06 | 28.8024 | 30.0024 | 29.7724 | 29.5657 | 28.3309 | 27.6956 | 27.1086 | 27.0747 | 26.5524 | 26.8001 | 26.5478 | 27.1607 | 26.8079 | 26.4852 | 27.0252 | 27.0852 | 26.8352 | 27.4852 | 27.1052 | 27.5352 | 26.8352 | 27.3552 | 27.6552 | 27.8652 | 27.6952 | 27.8352 | 28.1952 | 27.9352 | 27.8752 | 27.9152 | 28.5952 | 28.2052 | 28.6852 | 28.2952 | 29.4452 | 29.2352 | 29.5852 | 29.4052 | 29.7852 | 29.4952 | 30.3352 | 30.4752 | 30.0852 | 30.2852 | 30.2052 | 30.3852 | 30.3752 | 30.9452 | 31.1752 | 31.2652 | 31.4052 | 31.2352 | 31.4452
5FPW | Total Leakage | Sum (all WRZ 29FP) | Ml/d | 2 |  |  | 26.93 | 30.71 | 26 | 24 | 22.0046 | 22.3963 | 22.039 | 21.0004 | 20.2544 | 19.4373 | 18.8158 | 18.2796 | 17.9281 | 17.6916 | 17.3804 | 17.0191 | 16.6578 | 16.2965 | 15.9752 | 15.9026 | 15.82 | 15.7374 | 15.6648 | 15.5822 | 15.4996 | 15.417 | 15.3444 | 15.2718 | 15.1892 | 15.1066 | 15.034 | 14.9614 | 14.8812 | 14.8212 | 14.7612 | 14.7012 | 14.6212 | 14.5512 | 14.4812 | 14.4012 | 14.3312 | 14.2612 | 14.1812 | 14.1112 | 14.0412 | 13.9712 | 13.9012 | 13.8312 | 13.7612 | 13.6912 | 13.6212 | 13.5512 | 13.4812 | 13.4112
6FPW | Distribution input | Sum (all WRZ 45FP) | Ml/d | 2 |  |  | 181.64 | 184.7664 | 180.5046 | 178.3425 | 176.2658 | 175.4481 | 173.3177 | 169.5845 | 165.7658 | 160.4218 | 156.1554 | 152.0089 | 150.1421 | 148.9522 | 145.4596 | 144.7508 | 143.5901 | 142.0186 | 141.3471 | 140.085 | 139.8069 | 138.3956 | 138.2133 | 137.7952 | 137.6385 | 137.0798 | 136.8233 | 136.7956 | 136.1283 | 136.4668 | 136.6415 | 137.4396 | 137.1521 | 137.7672 | 137.4935 | 138.7428 | 138.6217 | 139.0799 | 138.998 | 139.4667 | 139.2749 | 140.3046 | 140.4599 | 140.1789 | 140.4781 | 140.517 | 140.8244 | 140.9216 | 141.5983 | 141.955 | 142.1618 | 142.408 | 142.354 | 142.6695
7FPW | Target Headroom | Sum (all WRZ 48FP) | Ml/d | 2 |  |  | 5.01 | 5 | 5.04 | 4.96 | 4.2068 | 4.77 | 5.04 | 5.07 | 5.15 | 4.65 | 4.34 | 3.6241 | 3.5687 | 3.522 | 3.2671 | 3.1768 | 3.1083 | 3.1563 | 2.1838 | 2.0909 | 1.8808 | 1.837 | 1.6719 | 1.6786 | 1.5254 | 1.85 | 1.4059 | 1.332 | 1.2832 | 1.112 | 1.2204 | 1.1418 | 1.1271 | 1.0683 | 1.1451 | 1.1359 | 1.017 | 1.1103 | 1.1786 | 1.1952 | 1.0137 | 0.98296 | 0.9998 | 1.1423 | 1.0874 | 0.99061 | 0.95115 | 1.114 | 1.0393 | 1.0541 | 1.0608 | 1.0846 | 1.1516 | 0.92725
8FPW | Water Available For Use (own sources) | Sum (all WRZ 10FP) | Ml/d | 2 |  |  | 212.934 | 212.8418 | 212.7496 | 212.6574 | 212.5653 | 212.4731 | 212.3809 | 212.2887 | 211.9965 | 203.9876 | 215.9787 | 207.9699 | 204.061 | 216.0521 | 216.1367 | 216.2214 | 216.306 | 216.3906 | 175.5164 | 209.8455 | 200.7747 | 195.1038 | 189.4329 | 183.762 | 178.0911 | 172.4202 | 166.7493 | 161.0784 | 155.4075 | 155.2464 | 155.0853 | 154.9241 | 154.763 | 154.6019 | 154.4408 | 154.2796 | 154.1185 | 153.9574 | 153.7963 | 153.6351 | 153.474 | 153.3129 | 153.1518 | 152.9906 | 152.8295 | 152.6684 | 152.5073 | 152.3461 | 152.185 | 152.0239 | 151.8628 | 151.7016 | 151.5405 | 151.3794
9FPW | Total Water Available For Use | Sum (all WRZ 11FP) | Ml/d | 2 |  |  | 181.0692 | 180.7755 | 180.6833 | 195.5648 | 195.4726 | 195.3805 | 190.2883 | 185.1961 | 179.9039 | 171.895 | 162.8861 | 155.633 | 153.7108 | 152.4742 | 148.7267 | 147.9276 | 146.6984 | 145.1749 | 143.5309 | 142.1758 | 141.6876 | 140.2325 | 139.8852 | 139.4738 | 139.1639 | 144.3276 | 138.2292 | 138.1276 | 137.4115 | 137.5788 | 137.8619 | 138.5813 | 138.2792 | 138.8354 | 138.6386 | 139.8787 | 139.6387 | 140.1902 | 140.1767 | 140.6618 | 140.2886 | 141.2876 | 141.4597 | 141.3212 | 141.5655 | 141.5076 | 141.7756 | 142.0357 | 142.6376 | 143.0091 | 143.2226 | 143.4925 | 143.5056 | 143.5967
10FPW | Supply Demand Balance | Sum (all WRZ 50FP) | Ml/d | 2 |  |  | -5.5808 | -8.991 | -4.8613 | 12.2623 | 15 | 15.1624 | 11.9305 | 10.5416 | 8.9881 | 6.8232 | 2.3907 | 0 | 0 | 0 | 0 | 0 | 0 | 0 | 0 | 0 | 0 | 0 | 0 | 0 | 0 | 5.3978 | 0 | 0 | 0 | 0 | 0 | 0 | 0 | 0 | 0 | 0 | 0 | 0 | 0 | 0 | 0 | 0 | 0 | 0 | 0 | 0 | 0 | 0 | 0 | 0 | 0 | 0 | 0 | 0
11FPW | All Non-Household Properties (incl. voids) | Sum (all WRZ 31FP:33FP) | 000's | 2 |  |  | 16.01 | 16.18 | 16.35 | 16.52 | 16.69 | 16.86 | 17.03 | 17.19 | 17.36 | 17.53 | 17.7 | 17.87 | 18.04 | 18.21 | 18.37 | 18.54 | 18.71 | 18.88 | 19.05 | 19.22 | 19.39 | 19.55 | 19.72 | 19.89 | 20.06 | 20.23 | 20.4 | 20.57 | 20.74 | 20.9 | 21.07 | 21.24 | 21.41 | 21.58 | 21.75 | 21.92 | 22.08 | 22.25 | 22.42 | 22.59 | 22.76 | 22.93 | 23.1 | 23.26 | 23.43 | 23.6 | 23.77 | 23.94 | 24.11 | 24.28 | 24.44 | 24.61 | 24.78 | 24.95
12FPW | All Household Properties (incl. voids) | Sum (all WRZ 34FP) + Sum (all WRZ 34.7FP:35.1FP) | 000's | 2 |  |  | 307.73 | 309.4188 | 311.7758 | 314.846 | 318.7176 | 322.9857 | 327.4377 | 331.7635 | 336.0995 | 340.1319 | 344.0568 | 347.6658 | 350.837 | 353.8138 | 356.5487 | 359.1612 | 361.6454 | 363.928 | 366.0136 | 368.106 | 370.1844 | 372.2528 | 374.3066 | 376.3398 | 378.7535 | 381.1553 | 383.5425 | 385.9087 | 388.2583 | 390.5952 | 391.7553 | 392.8198 | 393.8431 | 394.8505 | 395.8886 | 396.905 | 397.9146 | 398.9009 | 399.8613 | 400.8585 | 401.8789 | 402.9176 | 404.0038 | 405.1057 | 406.2545 | 407.4458 | 408.6384 | 409.8044 | 410.9767 | 412.1239 | 413.2662 | 414.4068 | 415.5346 | 416.6502
Back to top of sheet
Table 2f: WC Level DYAA - Levels of Service - Final Planning
WRMP24 Reference | Component | Derivation | Unit | Decimal places | 2019-20 | 2020-21 | 2021-22 | 2022-23 | 2023-24 | 2024-25 | 2025-26 | 2026-27 | 2027-28 | 2028-29 | 2029-30 | 2030-31 | 2031-32 | 2032-33 | 2033-34 | 2034-35 | 2035-36 | 2036-37 | 2037-38 | 2038-39 | 2039-40 | 2040-41 | 2041-42 | 2042-43 | 2043-44 | 2044-45 | 2045-46 | 2046-47 | 2047-48 | 2048-49 | 2049-50 | 2050-51 | 2051-52 | 2052-53 | 2053-54 | 2054-55 | 2055-56 | 2056-57 | 2057-58 | 2058-59 | 2059-60 | 2060-61 | 2061-62 | 2062-63 | 2063-64 | 2064-65 | 2065-66 | 2066-67 | 2067-68 | 2068-69 | 2069-70 | 2070-71 | 2071-72 | 2072-73 | 2073-74 | 2074-75 | 2075-76 | 2076-77 | 2077-78 | 2078-79 | 2079-80 | 2080-81 | 2081-82 | 2082-83 | 2083-84 | 2084-85 | 2085-86 | 2086-87 | 2087-88 | 2088-89 | 2089-90 | 2090-91 | 2091-92 | 2092-93 | 2093-94 | 2094-95 | 2095-96 | 2096-97 | 2097-98 | 2098-99 | 2099-100 | 2100-01
1.1FPL | Temporary Use Bans (modelled) | Input | % | 2 | bar: 2021-22 to 2074-75
1.2FPL | Temporary Use Bans (minimum) | Input | % | 2 | bar: 2021-22 to 2074-75
2.1FPL | Drought Permits/Orders (modelled) | Input | % | 2 |  |  | 0.8% | 0.8% | 0.8% | 0.8% | 0.8% | 0.8% | 0.8% | 0.8% | 0.8% | 0.8% | 0.8% | 0.8% | 0.8% | 0.8% | 0.8% | 0.8% | 0.8% | 0.8% | 0.8% | 0.8% | 0.2% | 0.2% | 0.2% | 0.2% | 0.2% | 0.2% | 0.2% | 0.2% | 0.2% | 0.2% | 0.2% | 0.2% | 0.2% | 0.2% | 0.2% | 0.2% | 0.2% | 0.2% | 0.2% | 0.2% | 0.2% | 0.2% | 0.2% | 0.2% | 0.2% | 0.2% | 0.2% | 0.2% | 0.2% | 0.2% | 0.2% | 0.2% | 0.2% | 0.2%
2.2FPL | Drought Permits/Orders (minimum) | Input | % | 2 |  |  | 0.8% | 0.8% | 0.8% | 0.8% | 0.8% | 0.8% | 0.8% | 0.8% | 0.8% | 0.8% | 0.8% | 0.8% | 0.8% | 0.8% | 0.8% | 0.8% | 0.8% | 0.8% | 0.8% | 0.8% | 0.2% | 0.2% | 0.2% | 0.2% | 0.2% | 0.2% | 0.2% | 0.2% | 0.2% | 0.2% | 0.2% | 0.2% | 0.2% | 0.2% | 0.2% | 0.2% | 0.2% | 0.2% | 0.2% | 0.2% | 0.2% | 0.2% | 0.2% | 0.2% | 0.2% | 0.2% | 0.2% | 0.2% | 0.2% | 0.2% | 0.2% | 0.2% | 0.2% | 0.2%
3.1FPL | Non Essential Use Bans (modelled) | Input | % | 2 |  |  | 1.25% | 1.25% | 1.25% | 1.25% | 1.25% | 1.25% | 1.25% | 1.25% | 1.25% | 1.25% | 1.25% | 1.25% | 1.25% | 1.25% | 1.25% | 1.25% | 1.25% | 1.25% | 1.25% | 1.25% | 1.25% | 1.25% | 1.25% | 1.25% | 1.25% | 1.25% | 1.25% | 1.25% | 1.25% | 1.25% | 1.25% | 1.25% | 1.25% | 1.25% | 1.25% | 1.25% | 1.25% | 1.25% | 1.25% | 1.25% | 1.25% | 1.25% | 1.25% | 1.25% | 1.25% | 1.25% | 1.25% | 1.25% | 1.25% | 1.25% | 1.25% | 1.25% | 1.25% | 1.25%
3.2FPL | Non Essential Use Bans (minimum) | Input | % | 2 |  |  | 1.25% | 1.25% | 1.25% | 1.25% | 1.25% | 1.25% | 1.25% | 1.25% | 1.25% | 1.25% | 1.25% | 1.25% | 1.25% | 1.25% | 1.25% | 1.25% | 1.25% | 1.25% | 1.25% | 1.25% | 1.25% | 1.25% | 1.25% | 1.25% | 1.25% | 1.25% | 1.25% | 1.25% | 1.25% | 1.25% | 1.25% | 1.25% | 1.25% | 1.25% | 1.25% | 1.25% | 1.25% | 1.25% | 1.25% | 1.25% | 1.25% | 1.25% | 1.25% | 1.25% | 1.25% | 1.25% | 1.25% | 1.25% | 1.25% | 1.25% | 1.25% | 1.25% | 1.25% | 1.25%
4.1FPL | Emergency Drought Orders (modelled) | Input | % | 2 |  |  | 0.5% | 0.5% | 0.5% | 0.5% | 0.5% | 0.5% | 0.5% | 0.5% | 0.5% | 0.5% | 0.5% | 0.5% | 0.5% | 0.5% | 0.5% | 0.5% | 0.5% | 0.5% | 0.2% | 0.2% | 0.2% | 0.2% | 0.2% | 0.2% | 0.2% | 0.2% | 0.2% | 0.2% | 0.2% | 0.2% | 0.2% | 0.2% | 0.2% | 0.2% | 0.2% | 0.2% | 0.2% | 0.2% | 0.2% | 0.2% | 0.2% | 0.2% | 0.2% | 0.2% | 0.2% | 0.2% | 0.2% | 0.2% | 0.2% | 0.2% | 0.2% | 0.2% | 0.2% | 0.2%
4.2FPL | Emergency Drought Orders (minimum) | Input | % | 2 |  |  | 0.5% | 0.5% | 0.5% | 0.5% | 0.5% | 0.5% | 0.5% | 0.5% | 0.5% | 0.5% | 0.5% | 0.5% | 0.5% | 0.5% | 0.5% | 0.5% | 0.5% | 0.5% | 0.2% | 0.2% | 0.2% | 0.2% | 0.2% | 0.2% | 0.2% | 0.2% | 0.2% | 0.2% | 0.2% | 0.2% | 0.2% | 0.2% | 0.2% | 0.2% | 0.2% | 0.2% | 0.2% | 0.2% | 0.2% | 0.2% | 0.2% | 0.2% | 0.2% | 0.2% | 0.2% | 0.2% | 0.2% | 0.2% | 0.2% | 0.2% | 0.2% | 0.2% | 0.2% | 0.2%
Table 2a Notes:
- Annual data for years 2019-20 to 2023-24 (shaded blue) represent historic data submitted to Ofwat (blue highlighted).
- Annual data for the years after 2023-24 represent final plan data for the normal year annual average scenario for our preferred plan (adaptive planning Situation / Pathway 4).
- Population figures relevant to the calculation of PCC are provided in row 39FP and 40FP in Table 3c (adaptive planning Situation / Pathway 4 with housing plan growth).
- Further information on how these normal year figures were derived is provided our Water Resources Management Plan; Section 4 (baseline demand), Section 10 (our preferred best value plan, including options to reduce demand in Section 10.4), and Section 2 (provides background on adaptive planning and Situation / Pathway 4).
- The key assumption is that the demand management options in our preferred plan (including universal metering and government led activities) will result in an average PCC of below 110 l/h/d by 2050 and a 50% reduction in leakage by 2050 relative to the 2017-18 historic leakage value of 32.38 Ml/d.

## PWSPRT
Back to title page
Table 3a: DYAA - Baseline
Table 3b: DYAA - Final plan Options
Table 3c: DYAA - Final plan
Table 3d: DYCP - Baseline
Table 3e: DYCP - Final plan Options
Table 3f: DYCP - Final plan
Water Company | Portsmouth Water | Version | jet-20240206-190500-st-hybrid-dy-w1-tree16.05-options-v67-gov-led-hybridcp2-ppp5-pwh15-har2-twd14-no-force-kni-no-force-less-2075-fix-bvp¦Situation 4
WRZ | PWSPRT | Planning Scenario | DYAA
Table 3a: DYAA - Baseline | Back to top of sheet
WRMP24 reference | Component | Derivation | Unit | Decimal places | 2019-20 | 2020-21 | 2021-22 | 2022-23 | 2023-24 | 2024-25 | 2025-26 | 2026-27 | 2027-28 | 2028-29 | 2029-30 | 2030-31 | 2031-32 | 2032-33 | 2033-34 | 2034-35 | 2035-36 | 2036-37 | 2037-38 | 2038-39 | 2039-40 | 2040-41 | 2041-42 | 2042-43 | 2043-44 | 2044-45 | 2045-46 | 2046-47 | 2047-48 | 2048-49 | 2049-50 | 2050-51 | 2051-52 | 2052-53 | 2053-54 | 2054-55 | 2055-56 | 2056-57 | 2057-58 | 2058-59 | 2059-60 | 2060-61 | 2061-62 | 2062-63 | 2063-64 | 2064-65 | 2065-66 | 2066-67 | 2067-68 | 2068-69 | 2069-70 | 2070-71 | 2071-72 | 2072-73 | 2073-74 | 2074-75 | 2075-76 | 2076-77 | 2077-78 | 2078-79 | 2079-80 | 2080-81 | 2081-82 | 2082-83 | 2083-84 | 2084-85 | 2085-86 | 2086-87 | 2087-88 | 2088-89 | 2089-90 | 2090-91 | 2091-92 | 2092-93 | 2093-94 | 2094-95 | 2095-96 | 2096-97 | 2097-98 | 2098-99 | 2099-100
1BL | Raw water abstracted | Input | Ml/d | 2 |  |  | 215.9048 | 219.2328 | 214.9709 | 212.8351 | 213.9745 | 199.9139 | 201.3533 | 202.2627 | 188.6921 | 189.1415 | 190.3309 | 190.9748 | 192.4372 | 192.8695 | 193.2619 | 194.4543 | 195.1167 | 195.4291 | 196.5815 | 196.7638 | 197.7562 | 197.6286 | 198.731 | 199.6234 | 200.4358 | 200.8481 | 201.5605 | 202.5129 | 202.8453 | 203.3953 | 203.7153 | 204.6553 | 204.5153 | 205.2553 | 205.1053 | 206.4753 | 206.4953 | 207.0853 | 207.1353 | 207.7453 | 207.6853 | 208.7753 | 209.1453 | 208.9953 | 209.4253 | 209.5953 | 210.0353 | 210.2653 | 211.0753 | 211.5653 | 211.9053 | 212.2853 | 212.3653 | 212.8153
1.1BL | Non-potable water supplies (if applicable) | Input | Ml/d | 2 |  |  | 0 | 0 | 0 | 0 | 0 | 0 | 0 | 0 | 0 | 0 | 0 | 0 | 0 | 0 | 0 | 0 | 0 | 0 | 0 | 0 | 0 | 0 | 0 | 0 | 0 | 0 | 0 | 0 | 0 | 0 | 0 | 0 | 0 | 0 | 0 | 0 | 0 | 0 | 0 | 0 | 0 | 0 | 0 | 0 | 0 | 0 | 0 | 0 | 0 | 0 | 0 | 0 | 0 | 0
2BL | Raw water imported | Input | Ml/d | 2 |  |  | 0 | 0 | 0 | 0 | 0 | 0 | 0 | 0 | 0 | 0 | 0 | 0 | 0 | 0 | 0 | 0 | 0 | 0 | 0 | 0 | 0 | 0 | 0 | 0 | 0 | 0 | 0 | 0 | 0 | 0 | 0 | 0 | 0 | 0 | 0 | 0 | 0 | 0 | 0 | 0 | 0 | 0 | 0 | 0 | 0 | 0 | 0 | 0 | 0 | 0 | 0 | 0 | 0 | 0
3BL | Potable water imported | Input | Ml/d | 2 |  |  | 0 | 0 | 0 | 0 | 0 | 0 | 0 | 0 | 0 | 0 | 0 | 0 | 0 | 0 | 0 | 0 | 0 | 0 | 0 | 0 | 0 | 0 | 0 | 0 | 0 | 0 | 0 | 0 | 0 | 0 | 0 | 0 | 0 | 0 | 0 | 0 | 0 | 0 | 0 | 0 | 0 | 0 | 0 | 0 | 0 | 0 | 0 | 0 | 0 | 0 | 0 | 0 | 0 | 0
4BL | Raw water exported enter as -ve | Input | Ml/d | 2 |  |  | 0 | 0 | 0 | 0 | 0 | 0 | 0 | 0 | 0 | 0 | 0 | 0 | 0 | 0 | 0 | 0 | 0 | 0 | 0 | 0 | 0 | 0 | 0 | 0 | 0 | 0 | 0 | 0 | 0 | 0 | 0 | 0 | 0 | 0 | 0 | 0 | 0 | 0 | 0 | 0 | 0 | 0 | 0 | 0 | 0 | 0 | 0 | 0 | 0 | 0 | 0 | 0 | 0 | 0
5BL | Potable water exported enter as -ve | Input | Ml/d | 2 |  |  | -31.8648 | -32.0664 | -32.0664 | -17.0926 | -17.0926 | -17.0926 | -17.0926 | -17.0926 | -2.0926 | -2.0926 | -2.0926 | -2.0926 | -2.0926 | -2.0926 | -2.0926 | -2.0926 | -2.0926 | -2.0926 | -2.0926 | -2.0926 | -2.0926 | -2.0926 | -2.0926 | -2.0926 | -2.0926 | -2.0926 | -2.0926 | -2.0926 | -2.0926 | -2.0926 | -2.0926 | -2.0926 | -2.0926 | -2.0926 | -2.0926 | -2.0926 | -2.0926 | -2.0926 | -2.0926 | -2.0926 | -2.0926 | -2.0926 | -2.0926 | -2.0926 | -2.0926 | -2.0926 | -2.0926 | -2.0926 | -2.0926 | -2.0926 | -2.0926 | -2.0926 | -2.0926 | -2.0926
6BL | Deployable Output before forecast changes | Input | Ml/d | 2 |  |  | 193.405 | 193.405 | 193.405 | 193.405 | 193.405 | 193.405 | 193.405 | 193.405 | 193.405 | 193.405 | 213.405 | 213.405 | 213.405 | 213.405 | 213.405 | 213.405 | 213.405 | 213.405 | 213.405 | 213.405 | 213.405 | 213.405 | 213.405 | 213.405 | 213.405 | 213.405 | 213.405 | 213.405 | 213.405 | 213.405 | 213.405 | 213.405 | 213.405 | 213.405 | 213.405 | 213.405 | 213.405 | 213.405 | 213.405 | 213.405 | 213.405 | 213.405 | 213.405 | 213.405 | 213.405 | 213.405 | 213.405 | 213.405 | 213.405 | 213.405 | 213.405 | 213.405 | 213.405 | 213.405
6.1BL | Deployable Output post forecast changes | 6BL + 7BL | Ml/d | 2 |  |  | 191.003 | 190.9279 | 190.8529 | 190.7778 | 190.7028 | 190.6277 | 190.5526 | 190.4776 | 190.4025 | 182.4107 | 194.419 | 186.4272 | 178.4355 | 170.4437 | 170.5455 | 170.6472 | 170.749 | 170.8507 | 138.2164 | 132.5455 | 126.8747 | 121.2038 | 115.5329 | 109.862 | 104.1911 | 98.5202 | 92.8493 | 87.1784 | 81.5075 | 81.3464 | 81.1853 | 81.0241 | 80.863 | 80.7019 | 80.5408 | 80.3796 | 80.2185 | 80.0574 | 79.8963 | 79.7351 | 79.574 | 79.4129 | 79.2518 | 79.0906 | 78.9295 | 78.7684 | 78.6073 | 78.4461 | 78.285 | 78.1239 | 77.9628 | 77.8016 | 77.6405 | 77.4794
7BL | Baseline forecast changes to Deployable Output | sum (7.1BL:7.6BL) | Ml/d | 2 |  |  | -2.402 | -2.4771 | -2.5521 | -2.6272 | -2.7022 | -2.7773 | -2.8524 | -2.9274 | -3.0025 | -10.9943 | -18.986 | -26.9778 | -34.9695 | -42.9613 | -42.8595 | -42.7578 | -42.656 | -42.5543 | -75.1886 | -80.8595 | -86.5303 | -92.2012 | -97.8721 | -103.543 | -109.2139 | -114.8848 | -120.5557 | -126.2266 | -131.8975 | -132.0586 | -132.2197 | -132.3809 | -132.542 | -132.7031 | -132.8642 | -133.0254 | -133.1865 | -133.3476 | -133.5087 | -133.6699 | -133.831 | -133.9921 | -134.1532 | -134.3144 | -134.4755 | -134.6366 | -134.7977 | -134.9589 | -135.12 | -135.2811 | -135.4422 | -135.6034 | -135.7645 | -135.9256
7.1BL | Change in DO due to climate change | Input | Ml/d | 2 |  |  | -2.402 | -2.4771 | -2.5521 | -2.6272 | -2.7022 | -2.7773 | -2.8524 | -2.9274 | -3.0025 | -3.0776 | -3.1526 | -3.2277 | -3.3028 | -3.3778 | -3.4529 | -3.5279 | -3.603 | -3.6781 | -8.0562 | -8.2174 | -8.3785 | -8.5396 | -8.7008 | -8.8619 | -9.023 | -9.1841 | -9.3453 | -9.5064 | -9.6675 | -9.8286 | -9.9898 | -10.1509 | -10.312 | -10.4731 | -10.6343 | -10.7954 | -10.9565 | -11.1176 | -11.2787 | -11.4399 | -11.601 | -11.7621 | -11.9232 | -12.0844 | -12.2455 | -12.4066 | -12.5677 | -12.7289 | -12.89 | -13.0511 | -13.2123 | -13.3734 | -13.5345 | -13.6956
7.2BL | Total confirmed DO reductions to restore sustainable abstraction enter as -ve | Input | Ml/d | 2 |  |  | 0 | 0 | 0 | 0 | 0 | 0 | 0 | 0 | 0 | 0 | 0 | 0 | 0 | 0 | 0 | 0 | 0 | 0 | 0 | 0 | 0 | 0 | 0 | 0 | 0 | 0 | 0 | 0 | 0 | 0 | 0 | 0 | 0 | 0 | 0 | 0 | 0 | 0 | 0 | 0 | 0 | 0 | 0 | 0 | 0 | 0 | 0 | 0 | 0 | 0 | 0 | 0 | 0 | 0
7.3BL | Total additional DO reductions for Environmental Destination (excl. any confirmed reductions) enter as -ve | Input | Ml/d | 2 |  |  | 0 | 0 | 0 | 0 | 0 | 0 | 0 | 0 | 0 | -7.9167 | -15.8334 | -23.7501 | -31.6668 | -39.5835 | -39.4067 | -39.2298 | -39.053 | -38.8762 | -67.1323 | -72.6421 | -78.1518 | -83.6616 | -89.1714 | -94.6811 | -100.1909 | -105.7007 | -111.2104 | -116.7202 | -122.23 | -122.23 | -122.23 | -122.23 | -122.23 | -122.23 | -122.23 | -122.23 | -122.23 | -122.23 | -122.23 | -122.23 | -122.23 | -122.23 | -122.23 | -122.23 | -122.23 | -122.23 | -122.23 | -122.23 | -122.23 | -122.23 | -122.23 | -122.23 | -122.23 | -122.23
7.4BL | Change in DO from prolonged Outage reduction enter as -ve | Input | Ml/d | 2 |  |  | 0 | 0 | 0 | 0 | 0 | 0 | 0 | 0 | 0 | 0 | 0 | 0 | 0 | 0 | 0 | 0 | 0 | 0 | 0 | 0 | 0 | 0 | 0 | 0 | 0 | 0 | 0 | 0 | 0 | 0 | 0 | 0 | 0 | 0 | 0 | 0 | 0 | 0 | 0 | 0 | 0 | 0 | 0 | 0 | 0 | 0 | 0 | 0 | 0 | 0 | 0 | 0 | 0 | 0
7.5BL | Change in DO from drought measures | Zero for baseline | Ml/d | 2 |  |  | 0 | 0 | 0 | 0 | 0 | 0 | 0 | 0 | 0 | 0 | 0 | 0 | 0 | 0 | 0 | 0 | 0 | 0 | 0 | 0 | 0 | 0 | 0 | 0 | 0 | 0 | 0 | 0 | 0 | 0 | 0 | 0 | 0 | 0 | 0 | 0 | 0 | 0 | 0 | 0 | 0 | 0 | 0 | 0 | 0 | 0 | 0 | 0 | 0 | 0 | 0 | 0 | 0 | 0
7.6BL | Total other changes to DO (e.g. nitrates/operational decline) | Input | Ml/d | 2 |  |  | 0 | 0 | 0 | 0 | 0 | 0 | 0 | 0 | 0 | 0 | 0 | 0 | 0 | 0 | 0 | 0 | 0 | 0 | 0 | 0 | 0 | 0 | 0 | 0 | 0 | 0 | 0 | 0 | 0 | 0 | 0 | 0 | 0 | 0 | 0 | 0 | 0 | 0 | 0 | 0 | 0 | 0 | 0 | 0 | 0 | 0 | 0 | 0 | 0 | 0 | 0 | 0 | 0 | 0
8BL | Raw water losses, treatment works losses and operational use | Input | Ml/d | 2 |  |  | 2.4 | 2.4 | 2.4 | 2.4 | 2.4 | 2.4 | 2.4 | 2.4 | 2.4 | 2.4 | 2.4 | 2.4 | 2.4 | 2.4 | 2.4 | 2.4 | 2.4 | 2.4 | 2.4 | 2.4 | 2.4 | 2.4 | 2.4 | 2.4 | 2.4 | 2.4 | 2.4 | 2.4 | 2.4 | 2.4 | 2.4 | 2.4 | 2.4 | 2.4 | 2.4 | 2.4 | 2.4 | 2.4 | 2.4 | 2.4 | 2.4 | 2.4 | 2.4 | 2.4 | 2.4 | 2.4 | 2.4 | 2.4 | 2.4 | 2.4 | 2.4 | 2.4 | 2.4 | 2.4
9BL | Total Outage Allowance | Input | Ml/d | 2 |  |  | 6.6 | 6.6 | 6.6 | 6.6 | 6.6 | 6.6 | 6.6 | 6.6 | 6.8 | 6.8 | 6.8 | 6.8 | 6.8 | 6.8 | 6.8 | 6.8 | 6.8 | 6.8 | 6.6 | 6.6 | 6.6 | 6.6 | 6.6 | 6.6 | 6.6 | 6.6 | 6.6 | 6.6 | 6.6 | 6.6 | 6.6 | 6.6 | 6.6 | 6.6 | 6.6 | 6.6 | 6.6 | 6.6 | 6.6 | 6.6 | 6.6 | 6.6 | 6.6 | 6.6 | 6.6 | 6.6 | 6.6 | 6.6 | 6.6 | 6.6 | 6.6 | 6.6 | 6.6 | 6.6
10BL | Water Available For Use (own sources) | (6BL + 7BL) - (8BL + 9BL) | Ml/d | 2 |  |  | 182.003 | 181.9279 | 181.8529 | 181.7778 | 181.7028 | 181.6277 | 181.5526 | 181.4776 | 181.2025 | 173.2107 | 185.219 | 177.2272 | 169.2355 | 161.2437 | 161.3455 | 161.4472 | 161.549 | 161.6507 | 129.2164 | 123.5455 | 117.8747 | 112.2038 | 106.5329 | 100.862 | 95.1911 | 89.5202 | 83.8493 | 78.1784 | 72.5075 | 72.3464 | 72.1853 | 72.0241 | 71.863 | 71.7019 | 71.5408 | 71.3796 | 71.2185 | 71.0574 | 70.8963 | 70.7351 | 70.574 | 70.4129 | 70.2518 | 70.0906 | 69.9295 | 69.7684 | 69.6073 | 69.4461 | 69.285 | 69.1239 | 68.9628 | 68.8016 | 68.6405 | 68.4794
11BL | Total Water Available For Use | 10BL + sum (2BL:5BL) | Ml/d | 2 |  |  | 150.1382 | 149.8616 | 149.7865 | 164.6852 | 164.6101 | 164.5351 | 164.46 | 164.385 | 179.1099 | 171.1181 | 183.1264 | 175.1346 | 167.1429 | 159.1511 | 159.2529 | 159.3546 | 159.4564 | 159.5581 | 127.1238 | 121.4529 | 115.7821 | 110.1112 | 104.4403 | 98.7694 | 93.0985 | 87.4276 | 81.7567 | 76.0858 | 70.4149 | 70.2538 | 70.0927 | 69.9315 | 69.7704 | 69.6093 | 69.4482 | 69.287 | 69.1259 | 68.9648 | 68.8037 | 68.6425 | 68.4814 | 68.3203 | 68.1592 | 67.998 | 67.8369 | 67.6758 | 67.5147 | 67.3535 | 67.1924 | 67.0313 | 66.8702 | 66.709 | 66.5479 | 66.3868
12BL | Water delivered measured non-household | Input | Ml/d | 2 |  |  | 29.05 | 28.7924 | 29.9924 | 29.7624 | 29.9324 | 29.8224 | 30.2024 | 30.0824 | 30.5024 | 30.0524 | 30.3724 | 30.1924 | 30.8524 | 30.5024 | 30.1824 | 30.7224 | 30.7824 | 30.5324 | 31.1824 | 30.8024 | 31.2324 | 30.5324 | 31.0524 | 31.3524 | 31.5624 | 31.3924 | 31.5324 | 31.8924 | 31.6324 | 31.5724 | 31.6124 | 32.2924 | 31.9024 | 32.3824 | 31.9924 | 33.1424 | 32.9324 | 33.2824 | 33.1024 | 33.4824 | 33.1924 | 34.0324 | 34.1724 | 33.7824 | 33.9824 | 33.9024 | 34.0824 | 34.0724 | 34.6424 | 34.8724 | 34.9624 | 35.1024 | 34.9324 | 35.1424
12.1BL | Non-potable water consumption (if applicable) | Input | Ml/d | 2 |  |  | 0 | 0 | 0 | 0 | 0 | 0 | 0 | 0 | 0 | 0 | 0 | 0 | 0 | 0 | 0 | 0 | 0 | 0 | 0 | 0 | 0 | 0 | 0 | 0 | 0 | 0 | 0 | 0 | 0 | 0 | 0 | 0 | 0 | 0 | 0 | 0 | 0 | 0 | 0 | 0 | 0 | 0 | 0 | 0 | 0 | 0 | 0 | 0 | 0 | 0 | 0 | 0 | 0 | 0
13BL | Water delivered unmeasured non-household | Input | Ml/d | 2 |  |  | 0.66 | 0.66 | 0.66 | 0.66 | 0.66 | 0.66 | 0.66 | 0.66 | 0.66 | 0.66 | 0.66 | 0.66 | 0.66 | 0.66 | 0.66 | 0.66 | 0.66 | 0.66 | 0.66 | 0.66 | 0.66 | 0.66 | 0.66 | 0.66 | 0.66 | 0.66 | 0.66 | 0.66 | 0.66 | 0.66 | 0.66 | 0.66 | 0.66 | 0.66 | 0.66 | 0.66 | 0.66 | 0.66 | 0.66 | 0.66 | 0.66 | 0.66 | 0.66 | 0.66 | 0.66 | 0.66 | 0.66 | 0.66 | 0.66 | 0.66 | 0.66 | 0.66 | 0.66 | 0.66
14BL | Water delivered measured household | Input | Ml/d | 2 |  |  | 38.03 | 39.7941 | 42.2322 | 44.2402 | 45.2296 | 46.319 | 47.4384 | 48.5278 | 49.6072 | 50.5966 | 51.556 | 52.4498 | 53.3222 | 54.1546 | 54.927 | 55.6494 | 56.3317 | 56.9641 | 57.5465 | 58.1489 | 58.7513 | 59.3536 | 59.956 | 60.5584 | 61.1708 | 61.7632 | 62.3556 | 62.9479 | 63.5403 | 64.1403 | 64.4203 | 64.6903 | 64.9403 | 65.2003 | 65.4503 | 65.6903 | 65.9303 | 66.1803 | 66.4203 | 66.6603 | 66.9003 | 67.1603 | 67.4103 | 67.6703 | 67.9303 | 68.2103 | 68.4903 | 68.7603 | 69.0303 | 69.3003 | 69.5703 | 69.8303 | 70.1003 | 70.3603
15BL | Water delivered unmeasured household | Input | Ml/d | 2 |  |  | 96.66 | 94.27 | 91.72 | 89.77 | 89.75 | 89.71 | 89.65 | 89.59 | 89.52 | 89.43 | 89.34 | 89.27 | 89.2 | 89.15 | 89.09 | 89.02 | 88.94 | 88.87 | 88.79 | 88.75 | 88.71 | 88.68 | 88.66 | 88.65 | 88.64 | 88.63 | 88.61 | 88.61 | 88.61 | 88.62 | 88.62 | 88.61 | 88.61 | 88.61 | 88.6 | 88.58 | 88.57 | 88.56 | 88.55 | 88.54 | 88.53 | 88.52 | 88.5 | 88.48 | 88.45 | 88.42 | 88.4 | 88.37 | 88.34 | 88.33 | 88.31 | 88.29 | 88.27 | 88.25
16BL | Percentage of consumption driven by climate change | Input | % | 1 |  |  | 0 | 0.024248 | 0.040414 | 0.056579 | 0.072745 | 0.096993 | 0.11316 | 0.12932 | 0.14549 | 0.16974 | 0.1859 | 0.20207 | 0.21823 | 0.24248 | 0.25865 | 0.27481 | 0.29098 | 0.31523 | 0.33139 | 0.34756 | 0.3637 | 0.3879 | 0.40406 | 0.42018 | 0.4363 | 0.46038 | 0.4766 | 0.49269 | 0.50878 | 0.53268 | 0.54901 | 0.56507 | 0.58113 | 0.60479 | 0.6213 | 0.63733 | 0.65335 | 0.67671 | 0.69346 | 0.70946 | 0.72545 | 0.74844 | 0.7655 | 0.78147 | 0.79743 | 0.81998 | 0.83742 | 0.85335 | 0.86929 | 0.89135 | 0.90921 | 0.92512 | 0.94102 | 0.96252
17BL | Volume of consumption driven by climate change | 16BL * (12BL + sum(13BL:15BL) - sum (23BL:26BL)) | Ml/d | 2 |  |  | 0 | 3.6595 | 6.1172 | 8.5549 | 11.0821 | 14.8672 | 17.5079 | 20.1267 | 22.8504 | 26.7351 | 29.5025 | 32.198 | 35.093 | 39.0971 | 41.8049 | 44.7455 | 47.5703 | 51.6331 | 54.6627 | 57.3927 | 60.419 | 64.3899 | 67.5174 | 70.5869 | 73.6492 | 77.9041 | 80.9871 | 84.1912 | 87.1092 | 91.4944 | 94.4751 | 97.7704 | 100.4671 | 105.0044 | 107.7782 | 111.4325 | 114.2472 | 118.7297 | 121.7044 | 124.9453 | 127.7183 | 132.5803 | 135.8861 | 138.6036 | 141.7776 | 145.9267 | 149.3973 | 152.4371 | 155.987 | 160.3823 | 163.9054 | 167.1247 | 170.0723 | 174.3927
18BL | Measured Household - PCC | ((14BL - 25BL) * 1,000,000) / (39BL *1,000) | l/h/d | 1 |  |  | 149.201 | 151.5836 | 150.333 | 148.9187 | 147.9935 | 147.1081 | 146.2249 | 145.454 | 144.7485 | 144.2297 | 143.7238 | 143.3066 | 142.883 | 142.5356 | 142.2584 | 142.0021 | 141.789 | 141.6319 | 141.4971 | 141.3164 | 141.1553 | 140.9833 | 140.8046 | 140.6086 | 140.4428 | 140.2695 | 140.1106 | 139.9349 | 139.7496 | 139.5968 | 139.5356 | 139.5042 | 139.4555 | 139.4471 | 139.4187 | 139.3931 | 139.3646 | 139.3659 | 139.3537 | 139.3321 | 139.3043 | 139.3095 | 139.2794 | 139.2752 | 139.2649 | 139.2837 | 139.2962 | 139.2926 | 139.2829 | 139.2824 | 139.285 | 139.2628 | 139.2684 | 139.2495
19BL | Unmeasured Household - PCC | ((15BL - 26BL) * 1,000,000) / (40BL *1,000) | l/h/d | 1 |  |  | 174.9194 | 173.7988 | 171.8383 | 171.1611 | 171.2788 | 171.4368 | 171.5894 | 171.739 | 171.9182 | 172.1818 | 172.3749 | 172.5421 | 172.6955 | 172.8768 | 173.0341 | 173.2182 | 173.4076 | 173.6262 | 173.8025 | 173.9278 | 174.0534 | 174.1635 | 174.2581 | 174.3295 | 174.3862 | 174.4726 | 174.5341 | 174.59 | 174.6123 | 174.656 | 174.738 | 174.7801 | 174.8398 | 174.9145 | 174.9904 | 175.0562 | 175.1359 | 175.2045 | 175.2582 | 175.3307 | 175.4108 | 175.4909 | 175.5686 | 175.6614 | 175.7594 | 175.8689 | 175.9888 | 176.0721 | 176.1518 | 176.2672 | 176.3536 | 176.4362 | 176.5113 | 176.5789
20BL | Average Household - PCC | (((14BL - 25BL) + (15BL - 26BL)) * 1,000,000) / ((39BL + 40BL) *1,000) | l/h/d | 1 |  |  | 167.167 | 166.8323 | 164.7461 | 163.4395 | 163.0223 | 162.6163 | 162.1877 | 161.7946 | 161.4357 | 161.2077 | 160.9418 | 160.7066 | 160.4591 | 160.2655 | 160.0966 | 159.9561 | 159.8416 | 159.7761 | 159.7044 | 159.5833 | 159.4708 | 159.345 | 159.2079 | 159.0505 | 158.899 | 158.7608 | 158.6162 | 158.4616 | 158.2851 | 158.1358 | 158.1003 | 158.0621 | 158.0269 | 158.019 | 158.0012 | 157.9804 | 157.9657 | 157.9603 | 157.9421 | 157.9274 | 157.9128 | 157.9134 | 157.8936 | 157.8936 | 157.8913 | 157.9075 | 157.9259 | 157.9189 | 157.9068 | 157.9183 | 157.9171 | 157.9016 | 157.897 | 157.8766
21BL | Water taken unbilled | Input | Ml/d | 2 |  |  | 2.62 | 2.62 | 2.62 | 2.62 | 2.62 | 2.62 | 2.62 | 2.62 | 2.62 | 2.62 | 2.62 | 2.62 | 2.62 | 2.62 | 2.62 | 2.62 | 2.62 | 2.62 | 2.62 | 2.62 | 2.62 | 2.62 | 2.62 | 2.62 | 2.62 | 2.62 | 2.62 | 2.62 | 2.62 | 2.62 | 2.62 | 2.62 | 2.62 | 2.62 | 2.62 | 2.62 | 2.62 | 2.62 | 2.62 | 2.62 | 2.62 | 2.62 | 2.62 | 2.62 | 2.62 | 2.62 | 2.62 | 2.62 | 2.62 | 2.62 | 2.62 | 2.62 | 2.62 | 2.62
22BL | Distribution system operational use | Input | Ml/d | 2 |  |  | 0.52 | 0.52 | 0.52 | 0.52 | 0.52 | 0.52 | 0.52 | 0.52 | 0.52 | 0.52 | 0.52 | 0.52 | 0.52 | 0.52 | 0.52 | 0.52 | 0.52 | 0.52 | 0.52 | 0.52 | 0.52 | 0.52 | 0.52 | 0.52 | 0.52 | 0.52 | 0.52 | 0.52 | 0.52 | 0.52 | 0.52 | 0.52 | 0.52 | 0.52 | 0.52 | 0.52 | 0.52 | 0.52 | 0.52 | 0.52 | 0.52 | 0.52 | 0.52 | 0.52 | 0.52 | 0.52 | 0.52 | 0.52 | 0.52 | 0.52 | 0.52 | 0.52 | 0.52 | 0.52
23BL | Measured Non Household - USPL | Input | Ml/d | 2 |  |  | 0.6 | 0.6 | 0.6 | 0.6 | 0.6 | 0.6 | 0.6 | 0.6 | 0.6 | 0.6 | 0.6 | 0.6 | 0.6 | 0.6 | 0.6 | 0.6 | 0.6 | 0.6 | 0.6 | 0.6 | 0.6 | 0.6 | 0.6 | 0.6 | 0.6 | 0.6 | 0.6 | 0.6 | 0.6 | 0.6 | 0.6 | 0.6 | 0.6 | 0.6 | 0.6 | 0.6 | 0.6 | 0.6 | 0.6 | 0.6 | 0.6 | 0.6 | 0.6 | 0.6 | 0.6 | 0.6 | 0.6 | 0.6 | 0.6 | 0.6 | 0.6 | 0.6 | 0.6 | 0.6
24BL | Unmeasured Non Household - USPL | Input | Ml/d | 2 |  |  | 0.05 | 0.05 | 0.05 | 0.05 | 0.05 | 0.05 | 0.05 | 0.05 | 0.05 | 0.05 | 0.05 | 0.05 | 0.05 | 0.05 | 0.05 | 0.05 | 0.05 | 0.05 | 0.05 | 0.05 | 0.05 | 0.05 | 0.05 | 0.05 | 0.05 | 0.05 | 0.05 | 0.05 | 0.05 | 0.05 | 0.05 | 0.05 | 0.05 | 0.05 | 0.05 | 0.05 | 0.05 | 0.05 | 0.05 | 0.05 | 0.05 | 0.05 | 0.05 | 0.05 | 0.05 | 0.05 | 0.05 | 0.05 | 0.05 | 0.05 | 0.05 | 0.05 | 0.05 | 0.05
25BL | Measured Household - USPL | Input | Ml/d | 2 |  |  | 5.07 | 5 | 5.71 | 5.83 | 5.83 | 5.83 | 5.83 | 5.83 | 5.83 | 5.83 | 5.83 | 5.83 | 5.83 | 5.83 | 5.83 | 5.83 | 5.83 | 5.83 | 5.83 | 5.83 | 5.83 | 5.83 | 5.83 | 5.83 | 5.83 | 5.83 | 5.83 | 5.83 | 5.83 | 5.83 | 5.83 | 5.83 | 5.83 | 5.83 | 5.83 | 5.83 | 5.83 | 5.83 | 5.83 | 5.83 | 5.83 | 5.83 | 5.83 | 5.83 | 5.83 | 5.83 | 5.83 | 5.83 | 5.83 | 5.83 | 5.83 | 5.83 | 5.83 | 5.83
26BL | Unmeasured Household - USPL | Input | Ml/d | 2 |  |  | 7.11 | 6.95 | 6.88 | 6.75 | 6.75 | 6.75 | 6.75 | 6.75 | 6.75 | 6.75 | 6.75 | 6.75 | 6.75 | 6.75 | 6.75 | 6.75 | 6.75 | 6.75 | 6.75 | 6.75 | 6.75 | 6.75 | 6.75 | 6.75 | 6.75 | 6.75 | 6.75 | 6.75 | 6.75 | 6.75 | 6.75 | 6.75 | 6.75 | 6.75 | 6.75 | 6.75 | 6.75 | 6.75 | 6.75 | 6.75 | 6.75 | 6.75 | 6.75 | 6.75 | 6.75 | 6.75 | 6.75 | 6.75 | 6.75 | 6.75 | 6.75 | 6.75 | 6.75 | 6.75
27BL | Void Properties - USPL | Input | Ml/d | 2 |  |  | 0.4 | 0.4 | 0.4 | 0.4 | 0.4 | 0.4 | 0.4 | 0.4 | 0.4 | 0.4 | 0.4 | 0.4 | 0.4 | 0.4 | 0.4 | 0.4 | 0.4 | 0.4 | 0.4 | 0.4 | 0.4 | 0.4 | 0.4 | 0.4 | 0.4 | 0.4 | 0.4 | 0.4 | 0.4 | 0.4 | 0.4 | 0.4 | 0.4 | 0.4 | 0.4 | 0.4 | 0.4 | 0.4 | 0.4 | 0.4 | 0.4 | 0.4 | 0.4 | 0.4 | 0.4 | 0.4 | 0.4 | 0.4 | 0.4 | 0.4 | 0.4 | 0.4 | 0.4 | 0.4
28BL | Distribution losses | Input | Ml/d | 2 |  |  | 13.7 | 17.71 | 12.36 | 10.37 | 10.37 | 10.37 | 10.37 | 10.37 | 10.37 | 10.37 | 10.37 | 10.37 | 10.37 | 10.37 | 10.37 | 10.37 | 10.37 | 10.37 | 10.37 | 10.37 | 10.37 | 10.37 | 10.37 | 10.37 | 10.37 | 10.37 | 10.37 | 10.37 | 10.37 | 10.37 | 10.37 | 10.37 | 10.37 | 10.37 | 10.37 | 10.37 | 10.37 | 10.37 | 10.37 | 10.37 | 10.37 | 10.37 | 10.37 | 10.37 | 10.37 | 10.37 | 10.37 | 10.37 | 10.37 | 10.37 | 10.37 | 10.37 | 10.37 | 10.37
29BL | Total Leakage | sum (23BL:28BL) | Ml/d | 2 |  |  | 26.93 | 30.71 | 26 | 24 | 24 | 24 | 24 | 24 | 24 | 24 | 24 | 24 | 24 | 24 | 24 | 24 | 24 | 24 | 24 | 24 | 24 | 24 | 24 | 24 | 24 | 24 | 24 | 24 | 24 | 24 | 24 | 24 | 24 | 24 | 24 | 24 | 24 | 24 | 24 | 24 | 24 | 24 | 24 | 24 | 24 | 24 | 24 | 24 | 24 | 24 | 24 | 24 | 24 | 24
30BL | Leakage/property | (29BL * 1,000,000) / (36BL * 1,000) | l/prop/d | 2 |  |  | 83.184 | 94.3185 | 79.2379 | 72.4275 | 71.5547 | 70.6203 | 69.6727 | 68.7771 | 67.9003 | 67.1024 | 66.3428 | 65.657 | 65.0623 | 64.5119 | 64.0138 | 63.5422 | 63.0988 | 62.6946 | 62.3273 | 61.9632 | 61.6056 | 61.2552 | 60.9095 | 60.5708 | 60.1784 | 59.7929 | 59.4143 | 59.0436 | 58.6799 | 58.3238 | 58.1359 | 57.9626 | 57.796 | 57.6326 | 57.4659 | 57.3031 | 57.1435 | 56.9866 | 56.8341 | 56.6774 | 56.5186 | 56.3581 | 56.1924 | 56.0268 | 55.8549 | 55.6785 | 55.503 | 55.3321 | 55.1614 | 54.9949 | 54.8312 | 54.6676 | 54.5064 | 54.3477
31BL | Measured Non Household - properties | Input | 000's | 2 |  |  | 12.05 | 12.22 | 12.39 | 12.56 | 12.73 | 12.9 | 13.07 | 13.23 | 13.4 | 13.57 | 13.74 | 13.91 | 14.08 | 14.25 | 14.41 | 14.58 | 14.75 | 14.92 | 15.09 | 15.26 | 15.43 | 15.59 | 15.76 | 15.93 | 16.1 | 16.27 | 16.44 | 16.61 | 16.78 | 16.94 | 17.11 | 17.28 | 17.45 | 17.62 | 17.79 | 17.96 | 18.12 | 18.29 | 18.46 | 18.63 | 18.8 | 18.97 | 19.14 | 19.3 | 19.47 | 19.64 | 19.81 | 19.98 | 20.15 | 20.32 | 20.48 | 20.65 | 20.82 | 20.99
32BL | Unmeasured Non Household - properties | Input | 000's | 2 |  |  | 1.5 | 1.5 | 1.5 | 1.5 | 1.5 | 1.5 | 1.5 | 1.5 | 1.5 | 1.5 | 1.5 | 1.5 | 1.5 | 1.5 | 1.5 | 1.5 | 1.5 | 1.5 | 1.5 | 1.5 | 1.5 | 1.5 | 1.5 | 1.5 | 1.5 | 1.5 | 1.5 | 1.5 | 1.5 | 1.5 | 1.5 | 1.5 | 1.5 | 1.5 | 1.5 | 1.5 | 1.5 | 1.5 | 1.5 | 1.5 | 1.5 | 1.5 | 1.5 | 1.5 | 1.5 | 1.5 | 1.5 | 1.5 | 1.5 | 1.5 | 1.5 | 1.5 | 1.5 | 1.5
33BL | All void non-households - properties | Input | 000's | 2 |  |  | 2.46 | 2.46 | 2.46 | 2.46 | 2.46 | 2.46 | 2.46 | 2.46 | 2.46 | 2.46 | 2.46 | 2.46 | 2.46 | 2.46 | 2.46 | 2.46 | 2.46 | 2.46 | 2.46 | 2.46 | 2.46 | 2.46 | 2.46 | 2.46 | 2.46 | 2.46 | 2.46 | 2.46 | 2.46 | 2.46 | 2.46 | 2.46 | 2.46 | 2.46 | 2.46 | 2.46 | 2.46 | 2.46 | 2.46 | 2.46 | 2.46 | 2.46 | 2.46 | 2.46 | 2.46 | 2.46 | 2.46 | 2.46 | 2.46 | 2.46 | 2.46 | 2.46 | 2.46 | 2.46
34BL | Measured households - properties (excl. void) | Year before + sum (34.1BL:34.6BL) | 000's | 2 |  |  | 102.22 | 107.9888 | 114.1458 | 121.006 | 124.8776 | 129.1457 | 133.5977 | 137.9235 | 142.2597 | 146.2922 | 150.2172 | 153.8262 | 156.9974 | 159.9742 | 162.7091 | 165.3216 | 167.8058 | 170.0884 | 172.174 | 174.2664 | 176.3448 | 178.4132 | 180.467 | 182.5002 | 184.9139 | 187.3157 | 189.7029 | 192.0691 | 194.4187 | 196.7556 | 197.9157 | 198.9802 | 200.0035 | 201.0109 | 202.049 | 203.0654 | 204.075 | 205.0613 | 206.0217 | 207.0189 | 208.0393 | 209.078 | 210.1642 | 211.2661 | 212.4149 | 213.6062 | 214.7988 | 215.9648 | 217.1371 | 218.2843 | 219.4266 | 220.5672 | 221.695 | 222.8106
34.1BL | New build properties - properties | Input (new builds in each year) | 000's | 2 |  |  | -0.1595 | 1.6928 | 2.361 | 3.0642 | 3.8716 | 4.2681 | 4.452 | 4.3258 | 4.3361 | 4.0325 | 3.925 | 3.609 | 3.1712 | 2.9768 | 2.7349 | 2.6125 | 2.4842 | 2.2826 | 2.0856 | 2.0924 | 2.0784 | 2.0684 | 2.0538 | 2.0333 | 2.4136 | 2.4018 | 2.3872 | 2.3662 | 2.3496 | 2.3369 | 1.1601 | 1.0646 | 1.0233 | 1.0073 | 1.0382 | 1.0163 | 1.0096 | 0.98625 | 0.9604 | 0.99718 | 1.0204 | 1.0387 | 1.0862 | 1.1019 | 1.1489 | 1.1912 | 1.1926 | 1.166 | 1.1723 | 1.1472 | 1.1424 | 1.1405 | 1.1279 | 1.1156
34.2BL | Meter optants - properties | Input (meter optants in each year) | 000's | 2 |  |  | 0 | 1.578 | 1.494 | 1.494 | 0 | 0 | 0 | 0 | 0 | 0 | 0 | 0 | 0 | 0 | 0 | 0 | 0 | 0 | 0 | 0 | 0 | 0 | 0 | 0 | 0 | 0 | 0 | 0 | 0 | 0 | 0 | 0 | 0 | 0 | 0 | 0 | 0 | 0 | 0 | 0 | 0 | 0 | 0 | 0 | 0 | 0 | 0 | 0 | 0 | 0 | 0 | 0 | 0 | 0
34.3BL | Compulsory metering - properties | Input (compulsory meters in each year) | 000's | 2 |  |  | 0 | 0 | 0 | 0 | 0 | 0 | 0 | 0 | 0 | 0 | 0 | 0 | 0 | 0 | 0 | 0 | 0 | 0 | 0 | 0 | 0 | 0 | 0 | 0 | 0 | 0 | 0 | 0 | 0 | 0 | 0 | 0 | 0 | 0 | 0 | 0 | 0 | 0 | 0 | 0 | 0 | 0 | 0 | 0 | 0 | 0 | 0 | 0 | 0 | 0 | 0 | 0 | 0 | 0
34.4BL | Metering on change of occupancy - properties | Input (change of occupancy meters in each year) | 000's | 2 |  |  | 0 | 2.407 | 2.302 | 2.302 | 0 | 0 | 0 | 0 | 0 | 0 | 0 | 0 | 0 | 0 | 0 | 0 | 0 | 0 | 0 | 0 | 0 | 0 | 0 | 0 | 0 | 0 | 0 | 0 | 0 | 0 | 0 | 0 | 0 | 0 | 0 | 0 | 0 | 0 | 0 | 0 | 0 | 0 | 0 | 0 | 0 | 0 | 0 | 0 | 0 | 0 | 0 | 0 | 0 | 0
34.5BL | Selective metering - properties | Input (selective meters in each year) | 000's | 2 |  |  | 0 | 0 | 0 | 0 | 0 | 0 | 0 | 0 | 0 | 0 | 0 | 0 | 0 | 0 | 0 | 0 | 0 | 0 | 0 | 0 | 0 | 0 | 0 | 0 | 0 | 0 | 0 | 0 | 0 | 0 | 0 | 0 | 0 | 0 | 0 | 0 | 0 | 0 | 0 | 0 | 0 | 0 | 0 | 0 | 0 | 0 | 0 | 0 | 0 | 0 | 0 | 0 | 0 | 0
34.6BL | Other changes to existing metering - properties | Input (other changes to meters in each year) | 000's | 2 |  |  | 0 | 0.091 | 0 | 0 | 0 | 0 | 0 | 0 | 0 | 0 | 0 | 0 | 0 | 0 | 0 | 0 | 0 | 0 | 0 | 0 | 0 | 0 | 0 | 0 | 0 | 0 | 0 | 0 | 0 | 0 | 0 | 0 | 0 | 0 | 0 | 0 | 0 | 0 | 0 | 0 | 0 | 0 | 0 | 0 | 0 | 0 | 0 | 0 | 0 | 0 | 0 | 0 | 0 | 0
34.7BL | Measured household void properties | Input | 000's | 2 |  |  | 2.29 | 2.29 | 2.29 | 2.29 | 2.29 | 2.29 | 2.29 | 2.29 | 2.29 | 2.29 | 2.29 | 2.29 | 2.29 | 2.29 | 2.29 | 2.29 | 2.29 | 2.29 | 2.29 | 2.29 | 2.29 | 2.29 | 2.29 | 2.29 | 2.29 | 2.29 | 2.29 | 2.29 | 2.29 | 2.29 | 2.29 | 2.29 | 2.29 | 2.29 | 2.29 | 2.29 | 2.29 | 2.29 | 2.29 | 2.29 | 2.29 | 2.29 | 2.29 | 2.29 | 2.29 | 2.29 | 2.29 | 2.29 | 2.29 | 2.29 | 2.29 | 2.29 | 2.29 | 2.29
35BL | Unmeasured households - properties (excl. void) | Input | 000's | 2 |  |  | 198.51 | 194.43 | 190.63 | 186.84 | 186.84 | 186.84 | 186.84 | 186.84 | 186.84 | 186.84 | 186.84 | 186.84 | 186.84 | 186.84 | 186.84 | 186.84 | 186.84 | 186.84 | 186.84 | 186.84 | 186.84 | 186.84 | 186.84 | 186.84 | 186.84 | 186.84 | 186.84 | 186.84 | 186.84 | 186.84 | 186.84 | 186.84 | 186.84 | 186.84 | 186.84 | 186.84 | 186.84 | 186.84 | 186.84 | 186.84 | 186.84 | 186.84 | 186.84 | 186.84 | 186.84 | 186.84 | 186.84 | 186.84 | 186.84 | 186.84 | 186.84 | 186.84 | 186.84 | 186.84
35.1BL | Unmeasured household void properties | Input | 000's | 2 |  |  | 4.71 | 4.71 | 4.71 | 4.71 | 4.71 | 4.71 | 4.71 | 4.71 | 4.71 | 4.71 | 4.71 | 4.71 | 4.71 | 4.71 | 4.71 | 4.71 | 4.71 | 4.71 | 4.71 | 4.71 | 4.71 | 4.71 | 4.71 | 4.71 | 4.71 | 4.71 | 4.71 | 4.71 | 4.71 | 4.71 | 4.71 | 4.71 | 4.71 | 4.71 | 4.71 | 4.71 | 4.71 | 4.71 | 4.71 | 4.71 | 4.71 | 4.71 | 4.71 | 4.71 | 4.71 | 4.71 | 4.71 | 4.71 | 4.71 | 4.71 | 4.71 | 4.71 | 4.71 | 4.71
36BL | Total Resource Zone Properties (incl. voids) | sum (31BL:34BL) + 34.7BL + 35BL + 35.1BL | 000's | 2 |  |  | 323.74 | 325.5988 | 328.1258 | 331.366 | 335.4076 | 339.8457 | 344.4677 | 348.9535 | 353.4597 | 357.6622 | 361.7572 | 365.5362 | 368.8774 | 372.0242 | 374.9191 | 377.7016 | 380.3558 | 382.8084 | 385.064 | 387.3264 | 389.5748 | 391.8032 | 394.027 | 396.2302 | 398.8139 | 401.3857 | 403.9429 | 406.4791 | 408.9987 | 411.4956 | 412.8257 | 414.0602 | 415.2535 | 416.4309 | 417.639 | 418.8254 | 419.995 | 421.1513 | 422.2817 | 423.4489 | 424.6393 | 425.848 | 427.1042 | 428.3661 | 429.6849 | 431.0462 | 432.4088 | 433.7448 | 435.0871 | 436.4043 | 437.7066 | 439.0172 | 440.315 | 441.6006
37BL | Measured Non Household - Population | Input | 000's | 2 |  |  | 12.6 | 12.74 | 12.91 | 13.07 | 13.23 | 13.34 | 13.55 | 13.78 | 14 | 14.22 | 14.43 | 14.8 | 15.06 | 15.29 | 15.46 | 15.62 | 15.77 | 15.94 | 16.12 | 16.31 | 16.52 | 16.76 | 17.02 | 17.31 | 17.59 | 17.9 | 18.22 | 18.53 | 18.83 | 19.11 | 19.36 | 19.57 | 19.75 | 19.91 | 20.05 | 20.19 | 20.3 | 20.37 | 20.42 | 20.48 | 20.52 | 20.56 | 20.62 | 20.73 | 20.88 | 21.05 | 21.21 | 21.38 | 21.53 | 21.71 | 21.89 | 22.06 | 22.23 | 22.39
38BL | Unmeasured Non Household - Population | Input | 000's | 2 |  |  | 1.57 | 1.57 | 1.57 | 1.57 | 1.57 | 1.57 | 1.57 | 1.57 | 1.57 | 1.57 | 1.57 | 1.57 | 1.57 | 1.57 | 1.57 | 1.57 | 1.57 | 1.57 | 1.57 | 1.57 | 1.57 | 1.57 | 1.57 | 1.57 | 1.57 | 1.57 | 1.57 | 1.57 | 1.57 | 1.57 | 1.57 | 1.57 | 1.57 | 1.57 | 1.57 | 1.57 | 1.57 | 1.57 | 1.57 | 1.57 | 1.57 | 1.57 | 1.57 | 1.57 | 1.57 | 1.57 | 1.57 | 1.57 | 1.57 | 1.57 | 1.57 | 1.57 | 1.57 | 1.57
39BL | Measured Household - Population | Input | 000's | 2 |  |  | 220.91 | 229.5372 | 242.9422 | 257.9272 | 266.225 | 275.2327 | 284.5505 | 293.5483 | 302.4361 | 310.3839 | 318.1517 | 325.3152 | 332.3852 | 339.0352 | 345.1252 | 350.8352 | 356.1752 | 361.0352 | 365.4952 | 370.2252 | 374.9152 | 379.6452 | 384.4052 | 389.2252 | 394.0452 | 398.7552 | 403.4352 | 408.1752 | 412.9552 | 417.7052 | 419.8952 | 421.9252 | 423.8652 | 425.7552 | 427.6352 | 429.4352 | 431.2452 | 433.0352 | 434.7952 | 436.5852 | 438.3952 | 440.2452 | 442.1352 | 444.0152 | 445.9152 | 447.8652 | 449.8352 | 451.7852 | 453.7552 | 455.6952 | 457.6252 | 459.5652 | 461.4852 | 463.4152
40BL | Unmeasured Household - Population | Input | 000's | 2 |  |  | 511.95 | 502.42 | 493.72 | 485.04 | 484.59 | 483.91 | 483.13 | 482.36 | 481.45 | 480.19 | 479.13 | 478.26 | 477.43 | 476.64 | 475.86 | 474.95 | 473.97 | 472.97 | 472.03 | 471.46 | 470.89 | 470.42 | 470.05 | 469.8 | 469.59 | 469.3 | 469.02 | 468.87 | 468.81 | 468.75 | 468.53 | 468.36 | 468.2 | 468 | 467.74 | 467.45 | 467.18 | 466.94 | 466.74 | 466.49 | 466.22 | 465.95 | 465.63 | 465.27 | 464.84 | 464.38 | 463.95 | 463.56 | 463.18 | 462.82 | 462.48 | 462.15 | 461.84 | 461.55
41BL | Total Resource Zone Population | sum (37BL:40BL) | 000's | 2 |  |  | 747.03 | 746.2672 | 751.1422 | 757.6072 | 765.615 | 774.0527 | 782.8005 | 791.2583 | 799.4561 | 806.3639 | 813.2817 | 819.9452 | 826.4452 | 832.5352 | 838.0152 | 842.9752 | 847.4852 | 851.5152 | 855.2152 | 859.5652 | 863.8952 | 868.3952 | 873.0452 | 877.9052 | 882.7952 | 887.5252 | 892.2452 | 897.1452 | 902.1652 | 907.1352 | 909.3552 | 911.4252 | 913.3852 | 915.2352 | 916.9952 | 918.6452 | 920.2952 | 921.9152 | 923.5252 | 925.1252 | 926.7052 | 928.3252 | 929.9552 | 931.5852 | 933.2052 | 934.8652 | 936.5652 | 938.2952 | 940.0352 | 941.7952 | 943.5652 | 945.3452 | 947.1252 | 948.9252
42BL | Average household occupancy rate (excl. voids) | (39BL + 40BL) / (34BL + 35BL) | h/prop | 1 |  |  | 2.4369 | 2.4203 | 2.4171 | 2.4134 | 2.4086 | 2.4025 | 2.3957 | 2.3891 | 2.3819 | 2.3732 | 2.3654 | 2.3588 | 2.3552 | 2.3519 | 2.3487 | 2.3449 | 2.3408 | 2.3366 | 2.3328 | 2.3309 | 2.3289 | 2.3273 | 2.3263 | 2.3258 | 2.3231 | 2.32 | 2.317 | 2.3147 | 2.3128 | 2.3109 | 2.3091 | 2.3075 | 2.306 | 2.3044 | 2.3024 | 2.3003 | 2.2983 | 2.2964 | 2.2948 | 2.2929 | 2.2909 | 2.2888 | 2.2865 | 2.284 | 2.2811 | 2.2781 | 2.2751 | 2.2724 | 2.2698 | 2.2672 | 2.2648 | 2.2624 | 2.2601 | 2.2579
43BL | Total Household Metering penetration (excl. voids) | 34BL / (34BL + 35BL) | % | 1 |  |  | 33.99% | 35.71% | 37.45% | 39.31% | 40.06% | 40.87% | 41.69% | 42.47% | 43.23% | 43.91% | 44.57% | 45.15% | 45.66% | 46.13% | 46.55% | 46.94% | 47.32% | 47.65% | 47.96% | 48.26% | 48.56% | 48.85% | 49.13% | 49.41% | 49.74% | 50.06% | 50.38% | 50.69% | 50.99% | 51.29% | 51.44% | 51.57% | 51.7% | 51.83% | 51.96% | 52.08% | 52.2% | 52.32% | 52.44% | 52.56% | 52.68% | 52.81% | 52.94% | 53.07% | 53.2% | 53.34% | 53.48% | 53.62% | 53.75% | 53.88% | 54.01% | 54.14% | 54.27% | 54.39%
44BL | Total Household Metering penetration (incl. voids) | (34BL) / (34BL + 34.7BL + 35BL + 35.1BL) | % | 1 |  |  | 33.22% | 34.9% | 36.61% | 38.43% | 39.18% | 39.98% | 40.8% | 41.57% | 42.33% | 43.01% | 43.66% | 44.25% | 44.75% | 45.21% | 45.63% | 46.03% | 46.4% | 46.74% | 47.04% | 47.34% | 47.64% | 47.93% | 48.21% | 48.49% | 48.82% | 49.14% | 49.46% | 49.77% | 50.07% | 50.37% | 50.52% | 50.65% | 50.78% | 50.91% | 51.04% | 51.16% | 51.29% | 51.41% | 51.52% | 51.64% | 51.77% | 51.89% | 52.02% | 52.15% | 52.29% | 52.43% | 52.56% | 52.7% | 52.83% | 52.97% | 53.1% | 53.22% | 53.35% | 53.48%
45BL | Distribution input | sum (12BL:15BL) +21BL + 22BL + 27BL + 28BL | Ml/d | 2 |  |  | 181.64 | 184.7664 | 180.5046 | 178.3425 | 179.4819 | 180.4213 | 181.8607 | 182.7701 | 184.1995 | 184.6489 | 185.8383 | 186.4822 | 187.9446 | 188.3769 | 188.7693 | 189.9617 | 190.6241 | 190.9365 | 192.0889 | 192.2712 | 193.2636 | 193.136 | 194.2384 | 195.1308 | 195.9432 | 196.3555 | 197.0679 | 198.0203 | 198.3527 | 198.9027 | 199.2227 | 200.1627 | 200.0227 | 200.7627 | 200.6127 | 201.9827 | 202.0027 | 202.5927 | 202.6427 | 203.2527 | 203.1927 | 204.2827 | 204.6527 | 204.5027 | 204.9327 | 205.1027 | 205.5427 | 205.7727 | 206.5827 | 207.0727 | 207.4127 | 207.7927 | 207.8727 | 208.3227
46BL | Target headroom (climate change component) | Input | Ml/d | 2 |  |  | 0.43 | 0.51 | 0.58 | 0.41 | 0.46 | 0.62 | 0.53 | 0.58 | 0.68 | 0.71 | 0.71 | 0.75 | 0.76 | 0.73 | 0.74 | 0.72 | 0.77 | 0.75 | 0 | 0 | 0 | 0 | 0 | 0 | 0 | 0 | 0 | 0 | 0 | 0 | 0 | 0 | 0 | 0 | 0 | 0 | 0 | 0 | 0 | 0 | 0 | 0 | 0 | 0 | 0 | 0 | 0 | 0 | 0 | 0 | 0 | 0 | 0 | 0
47BL | Target headroom (All other components) | Input | Ml/d | 2 |  |  | 4.58 | 4.49 | 4.46 | 4.55 | 3.7468 | 4.15 | 4.51 | 4.49 | 4.47 | 3.94 | 3.63 | 2.8741 | 2.8087 | 2.792 | 2.5271 | 2.4568 | 2.3383 | 2.4063 | 2.1838 | 2.0909 | 1.8808 | 1.837 | 1.6719 | 1.6786 | 1.5254 | 1.85 | 1.4059 | 1.332 | 1.2832 | 1.112 | 1.2204 | 1.1418 | 1.1271 | 1.0683 | 1.1451 | 1.1359 | 1.017 | 1.1103 | 1.1786 | 1.1952 | 1.0137 | 0.98296 | 0.9998 | 1.1423 | 1.0874 | 0.99061 | 0.95115 | 1.114 | 1.0393 | 1.0541 | 1.0608 | 1.0846 | 1.1516 | 0.92725
48BL | Target Headroom | 46BL + 47BL | Ml/d | 2 |  |  | 5.01 | 5 | 5.04 | 4.96 | 4.2068 | 4.77 | 5.04 | 5.07 | 5.15 | 4.65 | 4.34 | 3.6241 | 3.5687 | 3.522 | 3.2671 | 3.1768 | 3.1083 | 3.1563 | 2.1838 | 2.0909 | 1.8808 | 1.837 | 1.6719 | 1.6786 | 1.5254 | 1.85 | 1.4059 | 1.332 | 1.2832 | 1.112 | 1.2204 | 1.1418 | 1.1271 | 1.0683 | 1.1451 | 1.1359 | 1.017 | 1.1103 | 1.1786 | 1.1952 | 1.0137 | 0.98296 | 0.9998 | 1.1423 | 1.0874 | 0.99061 | 0.95115 | 1.114 | 1.0393 | 1.0541 | 1.0608 | 1.0846 | 1.1516 | 0.92725
49BL | Available Headroom | 11BL - 45BL | Ml/d | 2 |  |  | -31.5018 | -34.9049 | -30.7181 | -13.6573 | -14.8718 | -15.8862 | -17.4007 | -18.3852 | -5.0896 | -13.5308 | -2.712 | -11.3476 | -20.8017 | -29.2258 | -29.5165 | -30.6071 | -31.1677 | -31.3783 | -64.965 | -70.8183 | -77.4816 | -83.0248 | -89.7981 | -96.3614 | -102.8447 | -108.9279 | -115.3112 | -121.9345 | -127.9378 | -128.6489 | -129.13 | -130.2311 | -130.2523 | -131.1534 | -131.1645 | -132.6956 | -132.8768 | -133.6279 | -133.839 | -134.6101 | -134.7113 | -135.9624 | -136.4935 | -136.5046 | -137.0958 | -137.4269 | -138.028 | -138.4191 | -139.3903 | -140.0414 | -140.5425 | -141.0836 | -141.3248 | -141.9359
49.1BL | Available non-potable balance (if applicable) | 1.1BL -12.1BL | Ml/d | 2 |  |  | 0 | 0 | 0 | 0 | 0 | 0 | 0 | 0 | 0 | 0 | 0 | 0 | 0 | 0 | 0 | 0 | 0 | 0 | 0 | 0 | 0 | 0 | 0 | 0 | 0 | 0 | 0 | 0 | 0 | 0 | 0 | 0 | 0 | 0 | 0 | 0 | 0 | 0 | 0 | 0 | 0 | 0 | 0 | 0 | 0 | 0 | 0 | 0 | 0 | 0 | 0 | 0 | 0 | 0
50BL | Supply Demand Balance | 49BL - 48BL | Ml/d | 2 |  |  | -36.5118 | -39.9049 | -35.7581 | -18.6173 | -19.0786 | -20.6562 | -22.4407 | -23.4552 | -10.2396 | -18.1808 | -7.052 | -14.9717 | -24.3704 | -32.7479 | -32.7836 | -33.7839 | -34.276 | -34.5346 | -67.1488 | -72.9092 | -79.3623 | -84.8618 | -91.4701 | -98.04 | -104.37 | -110.7779 | -116.7171 | -123.2665 | -129.221 | -129.7609 | -130.3504 | -131.3729 | -131.3794 | -132.2216 | -132.3097 | -133.8316 | -133.8938 | -134.7382 | -135.0177 | -135.8053 | -135.7249 | -136.9454 | -137.4933 | -137.647 | -138.1831 | -138.4175 | -138.9792 | -139.5332 | -140.4295 | -141.0955 | -141.6033 | -142.1682 | -142.4764 | -142.8631
Table 3b: DYAA - Final plan Options | Back to top of sheet
WRMP24 reference | Option type | Cat ID | Unit | Decimal places | 2019-20 | 2020-21 | 2021-22 | 2022-23 | 2023-24 | 2024-25 | 2025-26 | 2026-27 | 2027-28 | 2028-29 | 2029-30 | 2030-31 | 2031-32 | 2032-33 | 2033-34 | 2034-35 | 2035-36 | 2036-37 | 2037-38 | 2038-39 | 2039-40 | 2040-41 | 2041-42 | 2042-43 | 2043-44 | 2044-45 | 2045-46 | 2046-47 | 2047-48 | 2048-49 | 2049-50 | 2050-51 | 2051-52 | 2052-53 | 2053-54 | 2054-55 | 2055-56 | 2056-57 | 2057-58 | 2058-59 | 2059-60 | 2060-61 | 2061-62 | 2062-63 | 2063-64 | 2064-65 | 2065-66 | 2066-67 | 2067-68 | 2068-69 | 2069-70 | 2070-71 | 2071-72 | 2072-73 | 2073-74 | 2074-75 | 2075-76 | 2076-77 | 2077-78 | 2078-79 | 2079-80 | 2080-81 | 2081-82 | 2082-83 | 2083-84 | 2084-85 | 2085-86 | 2086-87 | 2087-88 | 2088-89 | 2089-90 | 2090-91 | 2091-92 | 2092-93 | 2093-94 | 2094-95 | 2095-96 | 2096-97 | 2097-98 | 2098-99 | 2099-100
1.11FP | Non potable supplies input reductions as -ve and increases as +ve | RSNPS | Ml/d | 2 |  |  | 0 | 0 | 0 | 0 | 0 | 0 | 0 | 0 | 0 | 0 | 0 | 0 | 0 | 0 | 0 | 0 | 0 | 0 | 0 | 0 | 0 | 0 | 0 | 0 | 0 | 0 | 0 | 0 | 0 | 0 | 0 | 0 | 0 | 0 | 0 | 0 | 0 | 0 | 0 | 0 | 0 | 0 | 0 | 0 | 0 | 0 | 0 | 0 | 0 | 0 | 0 | 0 | 0 | 0
2.1FP | Raw water imports input reductions as -ve | RSRWI | Ml/d | 2 |  |  | 0 | 0 | 0 | 0 | 0 | 0 | 0 | 0 | 0 | 0 | 0 | 0 | 0 | 0 | 0 | 0 | 0 | 0 | 0 | 0 | 0 | 0 | 0 | 0 | 0 | 0 | 0 | 0 | 0 | 0 | 0 | 0 | 0 | 0 | 0 | 0 | 0 | 0 | 0 | 0 | 0 | 0 | 0 | 0 | 0 | 0 | 0 | 0 | 0 | 0 | 0 | 0 | 0 | 0
3.1FP | Potable water imports input reductions as -ve | RSPWI | Ml/d | 2 |  |  | 0 | 0 | 0 | 0 | 0 | 0 | 0 | 0 | 0 | 0 | 0 | 0 | 0 | 0 | 0 | 0 | 0 | 0 | 26.107 | 30.4229 | 30.254 | 33.0146 | 36.6237 | 41.2365 | 44.1654 | 45 | 45 | 45 | 45 | 45 | 45 | 45 | 45 | 45 | 45 | 45 | 45 | 45 | 45 | 45 | 45 | 45 | 45 | 45 | 45 | 45 | 45 | 45 | 45 | 45 | 45 | 45 | 45 | 45
4.1FP | Raw water exports input reductions as +ve and increases as -ve | RSRWE | Ml/d | 2 |  |  | 0 | 0 | 0 | 0 | 0 | 0 | 0 | 0 | 0 | 0 | 0 | 0 | 0 | -20 | -20 | -20 | -20 | -20 | -20 | -60 | -60 | -60 | -60 | -60 | -60 | -50 | -50.4275 | -44.8582 | -39.9035 | -39.575 | -39.1307 | -38.2502 | -38.3913 | -37.6738 | -37.7095 | -36.3083 | -36.3872 | -35.6746 | -35.527 | -34.8807 | -35.0928 | -33.9327 | -33.5994 | -33.5768 | -33.1715 | -33.0682 | -32.6391 | -32.2179 | -31.4548 | -30.9222 | -30.5476 | -30.1165 | -29.9424 | -29.6901
5.1FP | Potable water exports input reductions as +ve and increases as -ve | RSPWE | Ml/d | 2 |  |  | 3.5527e-15 | 3.5527e-15 | 3.5527e-15 | 3.5527e-15 | 3.5527e-15 | 0 | -5 | -10 | -30 | -30 | -51 | -50.2443 | -48.2576 | -41.4853 | -45.3174 | -46.2011 | -47.515 | -49.1231 | -36 | -36 | -27.2484 | -25.7933 | -24.0787 | -23.4321 | -21 | -21 | -21 | -21 | -21 | -21 | -21 | -21 | -21 | -21 | -21 | -21 | -21 | -21 | -21 | -21 | -21 | -21 | -21 | -21 | -21 | -21 | -21 | -21 | -21 | -21 | -21 | -21 | -21 | -21
6.2FP | DO benefit from increase raw water abstractions | RSRWA | Ml/d | 2 |  |  | 0 | 0 | 0 | 0 | 0 | 0 | 0 | 0 | 0 | 0 | 0 | 0 | 4.1 | 24.1 | 24.1 | 24.1 | 24.1 | 24.1 | 24.1 | 64.1 | 64.1 | 64.1 | 64.1 | 64.1 | 64.1 | 64.1 | 64.1 | 64.1 | 64.1 | 64.1 | 64.1 | 64.1 | 64.1 | 64.1 | 64.1 | 64.1 | 64.1 | 64.1 | 64.1 | 64.1 | 64.1 | 64.1 | 64.1 | 64.1 | 64.1 | 64.1 | 64.1 | 64.1 | 64.1 | 64.1 | 64.1 | 64.1 | 64.1 | 64.1
6.3FP | Other options to increase deployable output | RSIPO | Ml/d | 2 |  |  | 8.731 | 8.7139 | 8.6968 | 8.6796 | 8.6625 | 8.6454 | 8.6282 | 8.6111 | 8.594 | 8.5769 | 8.5597 | 8.5426 | 8.5255 | 8.5084 | 8.4913 | 8.4741 | 8.457 | 8.4399 | 0 | 0 | 0 | 0 | 0 | 0 | 0 | 0 | 0 | 0 | 0 | 0 | 0 | 0 | 0 | 0 | 0 | 0 | 0 | 0 | 0 | 0 | 0 | 0 | 0 | 0 | 0 | 0 | 0 | 0 | 0 | 0 | 0 | 0 | 0 | 0
7.01FP | DO benefit from supply side drought measures | RSDPS | Ml/d | 2 |  |  | 3.4 | 3.4 | 3.4 | 3.4 | 3.4 | 3.4 | 3.4 | 3.4 | 3.4 | 3.4 | 3.4 | 3.4 | 3.4 | 3.4 | 3.4 | 3.4 | 3.4 | 3.4 | 3.4 | 3.4 | 0 | 0 | 0 | 0 | 0 | 0 | 0 | 0 | 0 | 0 | 0 | 0 | 0 | 0 | 0 | 0 | 0 | 0 | 0 | 0 | 0 | 0 | 0 | 0 | 0 | 0 | 0 | 0 | 0 | 0 | 0 | 0 | 0 | 0
7.02FP | Benefit from demand side drought measures | RSDPD | Ml/d | 2 |  |  | 18.8 | 18.8 | 18.8 | 18.8 | 18.8 | 18.8 | 18.8 | 18.8 | 18.8 | 18.8 | 18.8 | 18.8 | 18.8 | 18.8 | 18.8 | 18.8 | 18.8 | 18.8 | 18.8 | 18.8 | 18.8 | 18.8 | 18.8 | 18.8 | 18.8 | 18.8 | 18.8 | 18.8 | 18.8 | 18.8 | 18.8 | 18.8 | 18.8 | 18.8 | 18.8 | 18.8 | 18.8 | 18.8 | 18.8 | 18.8 | 18.8 | 18.8 | 18.8 | 18.8 | 18.8 | 18.8 | 18.8 | 18.8 | 18.8 | 18.8 | 18.8 | 18.8 | 18.8 | 18.8
8.1FP | Reduce raw water losses and operational use input as -ve | RSLOU | Ml/d | 2 |  |  | 0 | 0 | 0 | 0 | 0 | 0 | 0 | 0 | 0 | 0 | 0 | 0 | 0 | 0 | 0 | 0 | 0 | 0 | 0 | 0 | 0 | 0 | 0 | 0 | 0 | 0 | 0 | 0 | 0 | 0 | 0 | 0 | 0 | 0 | 0 | 0 | 0 | 0 | 0 | 0 | 0 | 0 | 0 | 0 | 0 | 0 | 0 | 0 | 0 | 0 | 0 | 0 | 0 | 0
8.2FP | Reduce treatment works losses input as -ve | PSTWL | Ml/d | 2 |  |  | 0 | 0 | 0 | 0 | 0 | 0 | 0 | 0 | 0 | 0 | 0 | 0 | 0 | 0 | 0 | 0 | 0 | 0 | 0 | 0 | 0 | 0 | 0 | 0 | 0 | 0 | 0 | 0 | 0 | 0 | 0 | 0 | 0 | 0 | 0 | 0 | 0 | 0 | 0 | 0 | 0 | 0 | 0 | 0 | 0 | 0 | 0 | 0 | 0 | 0 | 0 | 0 | 0 | 0
9.1FP | Reduce outages input as -ve | PSROU | Ml/d | 2 |  |  | 0 | 0 | 0 | 0 | 0 | 0 | 0 | 0 | 0 | 0 | 0 | 0 | 0 | 0 | 0 | 0 | 0 | 0 | 0 | 0 | 0 | 0 | 0 | 0 | 0 | 0 | 0 | 0 | 0 | 0 | 0 | 0 | 0 | 0 | 0 | 0 | 0 | 0 | 0 | 0 | 0 | 0 | 0 | 0 | 0 | 0 | 0 | 0 | 0 | 0 | 0 | 0 | 0 | 0
12.2FP | Change volume delivered to measured non households input reductions as -ve, line to include both measured non-household consumption and USPL options | CVMNH | Ml/d | 2 |  |  | 0 | 0 | 0 | 0 | -0.3767 | -1.5015 | -2.5168 | -2.9838 | -3.4377 | -3.5226 | -3.6075 | -3.6924 | -3.7521 | -3.7675 | -3.7828 | -3.7954 | -3.808 | -3.8206 | -3.8332 | -3.8458 | -3.8584 | -3.871 | -3.8836 | -3.8962 | -3.9088 | -3.9214 | -3.934 | -3.9466 | -3.9592 | -3.9718 | -3.9844 | -3.997 | -4.0072 | -4.0072 | -4.0072 | -4.0072 | -4.0072 | -4.0072 | -4.0072 | -4.0072 | -4.0072 | -4.0072 | -4.0072 | -4.0072 | -4.0072 | -4.0072 | -4.0072 | -4.0072 | -4.0072 | -4.0072 | -4.0072 | -4.0072 | -4.0072 | -4.0072
13.1FP | Change volume delivered to unmeasured non households input reductions as -ve, line to include both unmeasured non-household consumption and USPL options | CVUNH | Ml/d | 2 |  |  | 0 | 0 | 0 | 0 | 0 | 0 | 0 | 0 | 0 | 0 | 0 | 0 | 0 | 0 | 0 | 0 | 0 | 0 | 0 | 0 | 0 | 0 | 0 | 0 | 0 | 0 | 0 | 0 | 0 | 0 | 0 | 0 | 0 | 0 | 0 | 0 | 0 | 0 | 0 | 0 | 0 | 0 | 0 | 0 | 0 | 0 | 0 | 0 | 0 | 0 | 0 | 0 | 0 | 0
14.1FP | Change volume delivered to measured households input reductions as -ve, line to include both measured household consumption and USPL options | CVMHH | Ml/d | 2 |  |  | 0 | 0 | 0 | 0 | 0.029438 | 0.48407 | 4.4464 | 11.2182 | 20.6928 | 31.4618 | 41.5851 | 48.6986 | 45.3487 | 43.9955 | 40.5649 | 39.1634 | 37.8338 | 36.4506 | 35.0864 | 33.8434 | 32.7665 | 31.6776 | 30.579 | 29.4658 | 28.6633 | 27.8596 | 27.0488 | 26.2272 | 25.3964 | 25.281 | 25.217 | 25.1556 | 25.096 | 25.0388 | 24.9829 | 24.93 | 24.8765 | 24.822 | 24.7673 | 24.7134 | 24.6592 | 24.6692 | 24.5496 | 24.4965 | 24.4439 | 24.3912 | 24.337 | 24.2822 | 24.2268 | 24.1714 | 24.1161 | 24.0597 | 24.0033 | 23.9463
15.1FP | Change volume delivered to unmeasured households input reductions as -ve, line to include both unmeasured household consumption and USPL options | CVUHH | Ml/d | 2 |  |  | 0 | 0 | 0 | 0 | -0.87346 | -2.3871 | -8.8106 | -19.1682 | -33.3189 | -49.7249 | -65.3146 | -77.2253 | -77.333 | -77.4388 | -77.5792 | -77.7176 | -77.8498 | -77.9891 | -78.1276 | -78.2564 | -78.3674 | -78.4797 | -78.5932 | -78.7078 | -78.7917 | -78.8765 | -78.962 | -79.0479 | -79.1343 | -79.1477 | -79.1564 | -79.1643 | -79.172 | -79.1797 | -79.1875 | -79.1953 | -79.2029 | -79.2102 | -79.2174 | -79.2248 | -79.2324 | -79.2326 | -79.2478 | -79.2557 | -79.2639 | -79.2723 | -79.2806 | -79.2887 | -79.2965 | -79.3044 | -79.3123 | -79.3198 | -79.3274 | -79.3349
21.1FP | Options to reduce water taken unbilled input as -ve | CSWTU | Ml/d | 2 |  |  | 0 | 0 | 0 | 0 | 0 | 0 | 0 | 0 | 0 | 0 | 0 | 0 | 0 | 0 | 0 | 0 | 0 | 0 | 0 | 0 | 0 | 0 | 0 | 0 | 0 | 0 | 0 | 0 | 0 | 0 | 0 | 0 | 0 | 0 | 0 | 0 | 0 | 0 | 0 | 0 | 0 | 0 | 0 | 0 | 0 | 0 | 0 | 0 | 0 | 0 | 0 | 0 | 0 | 0
22.1FP | Reduce distribution system operational use (DSOU) input as -ve | DSDOU | Ml/d | 2 |  |  | 0 | 0 | 0 | 0 | 0 | 0 | 0 | 0 | 0 | 0 | 0 | 0 | 0 | 0 | 0 | 0 | 0 | 0 | 0 | 0 | 0 | 0 | 0 | 0 | 0 | 0 | 0 | 0 | 0 | 0 | 0 | 0 | 0 | 0 | 0 | 0 | 0 | 0 | 0 | 0 | 0 | 0 | 0 | 0 | 0 | 0 | 0 | 0 | 0 | 0 | 0 | 0 | 0 | 0
23.1FP | Options impacting on measured Non Household - USPL input reductions as -ve | CUMNH | Ml/d | 2 |  |  | 0 | 0 | 0 | 0 | 0 | 0 | 0 | 0 | 0 | -0.0126 | -0.0252 | -0.0378 | -0.0504 | -0.063 | -0.0756 | -0.0882 | -0.1008 | -0.1134 | -0.126 | -0.1386 | -0.1512 | -0.1638 | -0.1764 | -0.189 | -0.2016 | -0.2142 | -0.2268 | -0.2394 | -0.252 | -0.2646 | -0.2772 | -0.2898 | -0.3 | -0.3 | -0.3 | -0.3 | -0.3 | -0.3 | -0.3 | -0.3 | -0.3 | -0.3 | -0.3 | -0.3 | -0.3 | -0.3 | -0.3 | -0.3 | -0.3 | -0.3 | -0.3 | -0.3 | -0.3 | -0.3
24.1FP | Options impacting on unmeasured Non Household - USPL input reductions as -ve | CUUNH | Ml/d | 2 |  |  | 0 | 0 | 0 | 0 | 0 | 0 | 0 | 0 | 0 | 0 | 0 | 0 | 0 | 0 | 0 | 0 | 0 | 0 | 0 | 0 | 0 | 0 | 0 | 0 | 0 | 0 | 0 | 0 | 0 | 0 | 0 | 0 | 0 | 0 | 0 | 0 | 0 | 0 | 0 | 0 | 0 | 0 | 0 | 0 | 0 | 0 | 0 | 0 | 0 | 0 | 0 | 0 | 0 | 0
25.1FP | Options impacting on measured Household - USPL input reductions as -ve | CUMHH | Ml/d | 2 |  |  | 0 | 0 | 0 | 0 | 0 | 0.0229 | 0.1957 | 0.4896 | 0.9006 | 1.3803 | 1.8414 | 2.1319 | 1.6048 | 1.5289 | 1.5289 | 1.5289 | 1.5289 | 1.5289 | 1.5289 | 1.5289 | 1.5289 | 1.5289 | 1.5289 | 1.5289 | 1.5289 | 1.5289 | 1.5289 | 1.5289 | 1.5289 | 1.5289 | 1.5289 | 1.5289 | 1.5289 | 1.5289 | 1.5289 | 1.5289 | 1.5289 | 1.5289 | 1.5289 | 1.5289 | 1.5289 | 1.5289 | 1.5289 | 1.5289 | 1.5289 | 1.5289 | 1.5289 | 1.5289 | 1.5289 | 1.5289 | 1.5289 | 1.5289 | 1.5289 | 1.5289
26.1FP | Options impacting on unmeasured Household - USPL input reductions as -ve | CUUHH | Ml/d | 2 |  |  | 0 | 0 | 0 | 0 | 0 | -0.0579 | -0.4947 | -1.2374 | -2.2763 | -3.489 | -4.6545 | -5.5603 | -5.5603 | -5.5603 | -5.5603 | -5.5603 | -5.5603 | -5.5603 | -5.5603 | -5.5603 | -5.5603 | -5.5603 | -5.5603 | -5.5603 | -5.5603 | -5.5603 | -5.5603 | -5.5603 | -5.5603 | -5.5603 | -5.5603 | -5.5603 | -5.5603 | -5.5603 | -5.5603 | -5.5603 | -5.5603 | -5.5603 | -5.5603 | -5.5603 | -5.5603 | -5.5603 | -5.5603 | -5.5603 | -5.5603 | -5.5603 | -5.5603 | -5.5603 | -5.5603 | -5.5603 | -5.5603 | -5.5603 | -5.5603 | -5.5603
27.1FP | Options impacting on Void properties - USPL input reductions as -ve | CUVPP | Ml/d | 2 |  |  | 0 | 0 | 0 | 0 | 0 | 0 | 0 | 0 | 0 | 0 | 0 | 0 | 0 | 0 | 0 | 0 | 0 | 0 | 0 | 0 | 0 | 0 | 0 | 0 | 0 | 0 | 0 | 0 | 0 | 0 | 0 | 0 | 0 | 0 | 0 | 0 | 0 | 0 | 0 | 0 | 0 | 0 | 0 | 0 | 0 | 0 | 0 | 0 | 0 | 0 | 0 | 0 | 0 | 0
28.1FP | Reduce distribution losses input as -ve | DSRDL | Ml/d | 2 |  |  | 0 | 0 | 0 | 0 | -1.9954 | -1.5687 | -1.662 | -2.2518 | -2.3699 | -2.4414 | -2.3459 | -2.2542 | -2.066 | -2.214 | -2.5126 | -2.8613 | -3.21 | -3.5587 | -3.8674 | -3.9274 | -3.9974 | -4.0674 | -4.1274 | -4.1974 | -4.2674 | -4.3374 | -4.3974 | -4.4574 | -4.5274 | -4.5974 | -4.6574 | -4.7174 | -4.7874 | -4.8474 | -4.9074 | -4.9674 | -5.0474 | -5.1174 | -5.1874 | -5.2674 | -5.3374 | -5.4074 | -5.4874 | -5.5574 | -5.6274 | -5.6974 | -5.7674 | -5.8374 | -5.9074 | -5.9774 | -6.0474 | -6.1174 | -6.1874 | -6.2574
Table 3c: DYAA - Final plan | Back to top of sheet
WRMP24 reference | Component | Derivation | Unit | Decimal places | 2019-20 | 2020-21 | 2021-22 | 2022-23 | 2023-24 | 2024-25 | 2025-26 | 2026-27 | 2027-28 | 2028-29 | 2029-30 | 2030-31 | 2031-32 | 2032-33 | 2033-34 | 2034-35 | 2035-36 | 2036-37 | 2037-38 | 2038-39 | 2039-40 | 2040-41 | 2041-42 | 2042-43 | 2043-44 | 2044-45 | 2045-46 | 2046-47 | 2047-48 | 2048-49 | 2049-50 | 2050-51 | 2051-52 | 2052-53 | 2053-54 | 2054-55 | 2055-56 | 2056-57 | 2057-58 | 2058-59 | 2059-60 | 2060-61 | 2061-62 | 2062-63 | 2063-64 | 2064-65 | 2065-66 | 2066-67 | 2067-68 | 2068-69 | 2069-70 | 2070-71 | 2071-72 | 2072-73 | 2073-74 | 2074-75 | 2075-76 | 2076-77 | 2077-78 | 2078-79 | 2079-80 | 2080-81 | 2081-82 | 2082-83 | 2083-84 | 2084-85 | 2085-86 | 2086-87 | 2087-88 | 2088-89 | 2089-90 | 2090-91 | 2091-92 | 2092-93 | 2093-94 | 2094-95 | 2095-96 | 2096-97 | 2097-98 | 2098-99 | 2099-100
1FP | Raw water abstracted | Input | Ml/d | 2 |  |  | 215.9048 | 219.2328 | 214.9709 | 212.8351 | 210.7584 | 209.9407 | 207.8103 | 204.0771 | 200.2584 | 194.9144 | 211.648 | 206.7458 | 202.8923 | 214.9301 | 215.2696 | 215.4445 | 215.5977 | 215.6343 | 175.7327 | 210.1547 | 201.2939 | 195.6668 | 190.1609 | 184.4834 | 178.9657 | 167.5724 | 167.7434 | 162.1464 | 156.5243 | 156.5344 | 156.2649 | 156.1824 | 156.0359 | 155.9336 | 155.6956 | 155.5437 | 155.5015 | 155.2471 | 155.0176 | 154.84 | 154.8603 | 154.7299 | 154.552 | 154.2483 | 154.1421 | 154.0778 | 153.9561 | 153.6321 | 153.5458 | 153.3698 | 153.202 | 153.0171 | 152.7889 | 152.8521
1.1FP | Non-potable water supplies | 1.1BL + 1.11FP | Ml/d | 2 |  |  | 0 | 0 | 0 | 0 | 0 | 0 | 0 | 0 | 0 | 0 | 0 | 0 | 0 | 0 | 0 | 0 | 0 | 0 | 0 | 0 | 0 | 0 | 0 | 0 | 0 | 0 | 0 | 0 | 0 | 0 | 0 | 0 | 0 | 0 | 0 | 0 | 0 | 0 | 0 | 0 | 0 | 0 | 0 | 0 | 0 | 0 | 0 | 0 | 0 | 0 | 0 | 0 | 0 | 0
2FP | Raw water imported | 2BL + 2.1FP | Ml/d | 2 |  |  | 0 | 0 | 0 | 0 | 0 | 0 | 0 | 0 | 0 | 0 | 0 | 0 | 0 | 0 | 0 | 0 | 0 | 0 | 0 | 0 | 0 | 0 | 0 | 0 | 0 | 0 | 0 | 0 | 0 | 0 | 0 | 0 | 0 | 0 | 0 | 0 | 0 | 0 | 0 | 0 | 0 | 0 | 0 | 0 | 0 | 0 | 0 | 0 | 0 | 0 | 0 | 0 | 0 | 0
3FP | Potable water imported | 3BL + 3.1FP | Ml/d | 2 |  |  | 0 | 0 | 0 | 0 | 0 | 0 | 0 | 0 | 0 | 0 | 0 | 0 | 0 | 0 | 0 | 0 | 0 | 0 | 26.107 | 30.4229 | 30.254 | 33.0146 | 36.6237 | 41.2365 | 44.1654 | 45 | 45 | 45 | 45 | 45 | 45 | 45 | 45 | 45 | 45 | 45 | 45 | 45 | 45 | 45 | 45 | 45 | 45 | 45 | 45 | 45 | 45 | 45 | 45 | 45 | 45 | 45 | 45 | 45
4FP | Raw water exported enter as -ve | 4BL + 4.1FP | Ml/d | 2 |  |  | 0 | 0 | 0 | 0 | 0 | 0 | 0 | 0 | 0 | 0 | 0 | 0 | 0 | -20 | -20 | -20 | -20 | -20 | -20 | -60 | -60 | -60 | -60 | -60 | -60 | -50 | -50.4275 | -44.8582 | -39.9035 | -39.575 | -39.1307 | -38.2502 | -38.3913 | -37.6738 | -37.7095 | -36.3083 | -36.3872 | -35.6746 | -35.527 | -34.8807 | -35.0928 | -33.9327 | -33.5994 | -33.5768 | -33.1715 | -33.0682 | -32.6391 | -32.2179 | -31.4548 | -30.9222 | -30.5476 | -30.1165 | -29.9424 | -29.6901
5FP | Potable water exported enter as -ve | 5BL + 5.1FP | Ml/d | 2 |  |  | -31.8648 | -32.0664 | -32.0664 | -17.0926 | -17.0926 | -17.0926 | -22.0926 | -27.0926 | -32.0926 | -32.0926 | -53.0926 | -52.3369 | -50.3502 | -43.5779 | -47.41 | -48.2937 | -49.6076 | -51.2157 | -38.0926 | -38.0926 | -29.341 | -27.8859 | -26.1713 | -25.5247 | -23.0926 | -23.0926 | -23.0926 | -23.0926 | -23.0926 | -23.0926 | -23.0926 | -23.0926 | -23.0926 | -23.0926 | -23.0926 | -23.0926 | -23.0926 | -23.0926 | -23.0926 | -23.0926 | -23.0926 | -23.0926 | -23.0926 | -23.0926 | -23.0926 | -23.0926 | -23.0926 | -23.0926 | -23.0926 | -23.0926 | -23.0926 | -23.0926 | -23.0926 | -23.0926
6.1FP | Deployable Output post forecast changes | 6.1BL + 6.2FP + 6.3FP +7.01FP +7.02FP | Ml/d | 2 |  |  | 221.934 | 221.8418 | 221.7496 | 221.6574 | 221.5653 | 221.4731 | 221.3809 | 221.2887 | 221.1965 | 213.1876 | 225.1787 | 217.1699 | 213.261 | 225.2521 | 225.3367 | 225.4214 | 225.506 | 225.5906 | 184.5164 | 218.8455 | 209.7747 | 204.1038 | 198.4329 | 192.762 | 187.0911 | 181.4202 | 175.7493 | 170.0784 | 164.4075 | 164.2464 | 164.0853 | 163.9241 | 163.763 | 163.6019 | 163.4408 | 163.2796 | 163.1185 | 162.9574 | 162.7963 | 162.6351 | 162.474 | 162.3129 | 162.1518 | 161.9906 | 161.8295 | 161.6684 | 161.5073 | 161.3461 | 161.185 | 161.0239 | 160.8628 | 160.7016 | 160.5405 | 160.3794
8FP | Raw water losses, treatment works losses and operational use | 8BL + 8.1FP + 8.2FP | Ml/d | 2 |  |  | 2.4 | 2.4 | 2.4 | 2.4 | 2.4 | 2.4 | 2.4 | 2.4 | 2.4 | 2.4 | 2.4 | 2.4 | 2.4 | 2.4 | 2.4 | 2.4 | 2.4 | 2.4 | 2.4 | 2.4 | 2.4 | 2.4 | 2.4 | 2.4 | 2.4 | 2.4 | 2.4 | 2.4 | 2.4 | 2.4 | 2.4 | 2.4 | 2.4 | 2.4 | 2.4 | 2.4 | 2.4 | 2.4 | 2.4 | 2.4 | 2.4 | 2.4 | 2.4 | 2.4 | 2.4 | 2.4 | 2.4 | 2.4 | 2.4 | 2.4 | 2.4 | 2.4 | 2.4 | 2.4
9FP | Total Outage Allowance | 9BL + 9.1FP | Ml/d | 2 |  |  | 6.6 | 6.6 | 6.6 | 6.6 | 6.6 | 6.6 | 6.6 | 6.6 | 6.8 | 6.8 | 6.8 | 6.8 | 6.8 | 6.8 | 6.8 | 6.8 | 6.8 | 6.8 | 6.6 | 6.6 | 6.6 | 6.6 | 6.6 | 6.6 | 6.6 | 6.6 | 6.6 | 6.6 | 6.6 | 6.6 | 6.6 | 6.6 | 6.6 | 6.6 | 6.6 | 6.6 | 6.6 | 6.6 | 6.6 | 6.6 | 6.6 | 6.6 | 6.6 | 6.6 | 6.6 | 6.6 | 6.6 | 6.6 | 6.6 | 6.6 | 6.6 | 6.6 | 6.6 | 6.6
10FP | Water Available For Use (own sources) | (6.1FP) - (8FP + 9FP) | Ml/d | 2 |  |  | 212.934 | 212.8418 | 212.7496 | 212.6574 | 212.5653 | 212.4731 | 212.3809 | 212.2887 | 211.9965 | 203.9876 | 215.9787 | 207.9699 | 204.061 | 216.0521 | 216.1367 | 216.2214 | 216.306 | 216.3906 | 175.5164 | 209.8455 | 200.7747 | 195.1038 | 189.4329 | 183.762 | 178.0911 | 172.4202 | 166.7493 | 161.0784 | 155.4075 | 155.2464 | 155.0853 | 154.9241 | 154.763 | 154.6019 | 154.4408 | 154.2796 | 154.1185 | 153.9574 | 153.7963 | 153.6351 | 153.474 | 153.3129 | 153.1518 | 152.9906 | 152.8295 | 152.6684 | 152.5073 | 152.3461 | 152.185 | 152.0239 | 151.8628 | 151.7016 | 151.5405 | 151.3794
11FP | Total Water Available For Use | 10FP + sum (2FP:5FP) | Ml/d | 2 |  |  | 181.0692 | 180.7755 | 180.6833 | 195.5648 | 195.4726 | 195.3805 | 190.2883 | 185.1961 | 179.9039 | 171.895 | 162.8861 | 155.633 | 153.7108 | 152.4742 | 148.7267 | 147.9276 | 146.6984 | 145.1749 | 143.5309 | 142.1758 | 141.6876 | 140.2325 | 139.8852 | 139.4738 | 139.1639 | 144.3276 | 138.2292 | 138.1276 | 137.4115 | 137.5788 | 137.8619 | 138.5813 | 138.2792 | 138.8354 | 138.6386 | 139.8787 | 139.6387 | 140.1902 | 140.1767 | 140.6618 | 140.2886 | 141.2876 | 141.4597 | 141.3212 | 141.5655 | 141.5076 | 141.7756 | 142.0357 | 142.6376 | 143.0091 | 143.2226 | 143.4925 | 143.5056 | 143.5967
12FP | Water delivered measured non-household | 12BL + 12.2FP | Ml/d | 2 |  |  | 29.05 | 28.7924 | 29.9924 | 29.7624 | 29.5557 | 28.3209 | 27.6856 | 27.0986 | 27.0647 | 26.5298 | 26.7649 | 26.5 | 27.1003 | 26.7349 | 26.3996 | 26.927 | 26.9744 | 26.7118 | 27.3492 | 26.9566 | 27.374 | 26.6614 | 27.1688 | 27.4562 | 27.6536 | 27.471 | 27.5984 | 27.9458 | 27.6732 | 27.6006 | 27.628 | 28.2954 | 27.8952 | 28.3752 | 27.9852 | 29.1352 | 28.9252 | 29.2752 | 29.0952 | 29.4752 | 29.1852 | 30.0252 | 30.1652 | 29.7752 | 29.9752 | 29.8952 | 30.0752 | 30.0652 | 30.6352 | 30.8652 | 30.9552 | 31.0952 | 30.9252 | 31.1352
12.1FP | Non-potable water consumption | Input | Ml/d | 2 |  |  | 0 | 0 | 0 | 0 | 0 | 0 | 0 | 0 | 0 | 0 | 0 | 0 | 0 | 0 | 0 | 0 | 0 | 0 | 0 | 0 | 0 | 0 | 0 | 0 | 0 | 0 | 0 | 0 | 0 | 0 | 0 | 0 | 0 | 0 | 0 | 0 | 0 | 0 | 0 | 0 | 0 | 0 | 0 | 0 | 0 | 0 | 0 | 0 | 0 | 0 | 0 | 0 | 0 | 0
13FP | Water delivered unmeasured non-household | 13BL + 13.1FP | Ml/d | 2 |  |  | 0.66 | 0.66 | 0.66 | 0.66 | 0.66 | 0.66 | 0.66 | 0.66 | 0.66 | 0.66 | 0.66 | 0.66 | 0.66 | 0.66 | 0.66 | 0.66 | 0.66 | 0.66 | 0.66 | 0.66 | 0.66 | 0.66 | 0.66 | 0.66 | 0.66 | 0.66 | 0.66 | 0.66 | 0.66 | 0.66 | 0.66 | 0.66 | 0.66 | 0.66 | 0.66 | 0.66 | 0.66 | 0.66 | 0.66 | 0.66 | 0.66 | 0.66 | 0.66 | 0.66 | 0.66 | 0.66 | 0.66 | 0.66 | 0.66 | 0.66 | 0.66 | 0.66 | 0.66 | 0.66
14FP | Water delivered measured household | 14BL + 14.1FP | Ml/d | 2 |  |  | 38.03 | 39.7941 | 42.2322 | 44.2402 | 45.259 | 46.803 | 51.8848 | 59.7459 | 70.2999 | 82.0584 | 93.141 | 101.1484 | 98.6709 | 98.1501 | 95.4918 | 94.8127 | 94.1655 | 93.4147 | 92.6329 | 91.9922 | 91.5177 | 91.0313 | 90.5351 | 90.0243 | 89.8341 | 89.6228 | 89.4044 | 89.1751 | 88.9368 | 89.4213 | 89.6374 | 89.8459 | 90.0363 | 90.2391 | 90.4332 | 90.6203 | 90.8068 | 91.0023 | 91.1876 | 91.3738 | 91.5595 | 91.8295 | 91.96 | 92.1668 | 92.3742 | 92.6015 | 92.8273 | 93.0426 | 93.2571 | 93.4717 | 93.6864 | 93.89 | 94.1036 | 94.3066
15FP | Water delivered unmeasured household | 15BL + 15.1FP | Ml/d | 2 |  |  | 96.66 | 94.27 | 91.72 | 89.77 | 88.8765 | 87.3229 | 80.8394 | 70.4218 | 56.2011 | 39.7051 | 24.0254 | 12.0447 | 11.867 | 11.7112 | 11.5108 | 11.3024 | 11.0902 | 10.8809 | 10.6624 | 10.4936 | 10.3426 | 10.2003 | 10.0668 | 9.9422 | 9.8483 | 9.7535 | 9.648 | 9.5621 | 9.4757 | 9.4723 | 9.4636 | 9.4457 | 9.438 | 9.4303 | 9.4125 | 9.3847 | 9.3671 | 9.3498 | 9.3326 | 9.3152 | 9.2976 | 9.2874 | 9.2522 | 9.2243 | 9.1861 | 9.1477 | 9.1194 | 9.0813 | 9.0435 | 9.0256 | 8.9977 | 8.9702 | 8.9426 | 8.9151
16FP | Percentage of consumption driven by climate change | 16BL | % | 1 |  |  | 0 | 0.024248 | 0.040414 | 0.056579 | 0.072745 | 0.096993 | 0.11316 | 0.12932 | 0.14549 | 0.16974 | 0.1859 | 0.20207 | 0.21823 | 0.24248 | 0.25865 | 0.27481 | 0.29098 | 0.31523 | 0.33139 | 0.34756 | 0.3637 | 0.3879 | 0.40406 | 0.42018 | 0.4363 | 0.46038 | 0.4766 | 0.49269 | 0.50878 | 0.53268 | 0.54901 | 0.56507 | 0.58113 | 0.60479 | 0.6213 | 0.63733 | 0.65335 | 0.67671 | 0.69346 | 0.70946 | 0.72545 | 0.74844 | 0.7655 | 0.78147 | 0.79743 | 0.81998 | 0.83742 | 0.85335 | 0.86929 | 0.89135 | 0.90921 | 0.92512 | 0.94102 | 0.96252
17FP | Volume of consumption driven by climate change | 16FP * (12FP + sum(13FP:15FP) - sum (23FP:26FP)) | Ml/d | 2 |  |  | 0 | 3.6595 | 6.1172 | 8.5549 | 10.9933 | 14.5404 | 16.7631 | 18.8094 | 20.7135 | 23.3973 | 24.9481 | 26.3879 | 28.1683 | 31.0669 | 32.3151 | 34.2394 | 36.0208 | 38.6412 | 40.5067 | 42.0692 | 43.9519 | 46.3611 | 48.2479 | 50.0324 | 51.9195 | 54.566 | 56.4 | 58.3266 | 59.9336 | 62.9734 | 65.0399 | 67.4348 | 69.2304 | 72.4569 | 74.3024 | 77.0542 | 78.9647 | 82.1443 | 84.1702 | 86.5015 | 88.3631 | 91.9856 | 94.2628 | 96.0643 | 98.3209 | 101.1909 | 103.6581 | 105.7737 | 108.3975 | 111.5286 | 114.0152 | 116.3026 | 118.3166 | 121.3919
18FP | Measured Household - PCC | ((14FP - 25FP) * 1,000,000) / (39FP * 1000) | l/h/d | 1 |  |  | 149.201 | 151.5836 | 150.333 | 148.9187 | 146.3969 | 143.9987 | 141.8669 | 139.7574 | 137.1331 | 133.5546 | 129.9355 | 126.955 | 123.4476 | 122.0568 | 117.801 | 116.2946 | 114.9067 | 113.4573 | 112.0181 | 110.6767 | 109.5669 | 108.4278 | 107.2671 | 106.0708 | 105.2885 | 104.5121 | 103.735 | 102.923 | 102.0903 | 102.1681 | 102.2222 | 102.2776 | 102.3197 | 102.3866 | 102.4534 | 102.5246 | 102.5903 | 102.6636 | 102.7224 | 102.7861 | 102.8495 | 103.0103 | 103.004 | 103.0972 | 103.1982 | 103.3213 | 103.4359 | 103.5334 | 103.6258 | 103.7179 | 103.8095 | 103.8831 | 103.9684 | 104.0356
19FP | Unmeasured Household - PCC | ((15FP - 26FP) * 1,000,000) / (40FP * 1000) | l/h/d | 1 |  |  | 174.9194 | 173.7988 | 171.8383 | 171.1611 | 170.5691 | 169.8334 | 167.8211 | 164.8994 | 161.4832 | 158.3537 | 157.2075 | 156.0453 | 150.9198 | 146.475 | 141.7064 | 137.0611 | 132.5512 | 128.3282 | 124.1944 | 120.8369 | 117.7974 | 114.9645 | 112.3071 | 109.8399 | 107.8158 | 105.8136 | 103.7305 | 101.9551 | 100.2064 | 99.4964 | 99.0563 | 98.5395 | 98.1534 | 97.7855 | 97.2818 | 96.6694 | 96.1869 | 95.728 | 95.2783 | 94.8136 | 94.3471 | 93.9687 | 93.2866 | 92.6889 | 91.967 | 91.2397 | 90.6337 | 89.9316 | 89.2391 | 88.786 | 88.2155 | 87.6685 | 87.1231 | 86.5924
20FP | Average Household - PCC | (((14FP - 25FP) + (15FP - 26FP)) * 1,000,000)/ ((39FP + 40FP) * 1,000) | l/h/d | 1 |  |  | 167.167 | 166.8323 | 164.7461 | 163.4395 | 161.8981 | 160.1556 | 156.8923 | 152.5123 | 147.0835 | 140.7738 | 134.7072 | 129.4733 | 125.8477 | 124.2072 | 119.9218 | 118.15 | 116.4942 | 114.8038 | 113.127 | 111.6061 | 110.323 | 109.0305 | 107.7333 | 106.4204 | 105.5235 | 104.6335 | 103.7346 | 102.8324 | 101.9136 | 101.9172 | 101.9246 | 101.9258 | 101.9272 | 101.9528 | 101.9652 | 101.9711 | 101.9844 | 102.0067 | 102.0167 | 102.0295 | 102.0418 | 102.1505 | 102.0788 | 102.105 | 102.1259 | 102.1662 | 102.2101 | 102.2295 | 102.2449 | 102.2832 | 102.3094 | 102.3219 | 102.3449 | 102.3532
21FP | Water taken unbilled | 21BL + 21.1FP | Ml/d | 2 |  |  | 2.62 | 2.62 | 2.62 | 2.62 | 2.62 | 2.62 | 2.62 | 2.62 | 2.62 | 2.62 | 2.62 | 2.62 | 2.62 | 2.62 | 2.62 | 2.62 | 2.62 | 2.62 | 2.62 | 2.62 | 2.62 | 2.62 | 2.62 | 2.62 | 2.62 | 2.62 | 2.62 | 2.62 | 2.62 | 2.62 | 2.62 | 2.62 | 2.62 | 2.62 | 2.62 | 2.62 | 2.62 | 2.62 | 2.62 | 2.62 | 2.62 | 2.62 | 2.62 | 2.62 | 2.62 | 2.62 | 2.62 | 2.62 | 2.62 | 2.62 | 2.62 | 2.62 | 2.62 | 2.62
22FP | Distribution system operational use | 22BL + 22.1FP | Ml/d | 2 |  |  | 0.52 | 0.52 | 0.52 | 0.52 | 0.52 | 0.52 | 0.52 | 0.52 | 0.52 | 0.52 | 0.52 | 0.52 | 0.52 | 0.52 | 0.52 | 0.52 | 0.52 | 0.52 | 0.52 | 0.52 | 0.52 | 0.52 | 0.52 | 0.52 | 0.52 | 0.52 | 0.52 | 0.52 | 0.52 | 0.52 | 0.52 | 0.52 | 0.52 | 0.52 | 0.52 | 0.52 | 0.52 | 0.52 | 0.52 | 0.52 | 0.52 | 0.52 | 0.52 | 0.52 | 0.52 | 0.52 | 0.52 | 0.52 | 0.52 | 0.52 | 0.52 | 0.52 | 0.52 | 0.52
23FP | Measured Non Household - USPL | 23BL + 23.1FP | Ml/d | 2 |  |  | 0.6 | 0.6 | 0.6 | 0.6 | 0.6 | 0.6 | 0.6 | 0.6 | 0.6 | 0.5874 | 0.5748 | 0.5622 | 0.5496 | 0.537 | 0.5244 | 0.5118 | 0.4992 | 0.4866 | 0.474 | 0.4614 | 0.4488 | 0.4362 | 0.4236 | 0.411 | 0.3984 | 0.3858 | 0.3732 | 0.3606 | 0.348 | 0.3354 | 0.3228 | 0.3102 | 0.3 | 0.3 | 0.3 | 0.3 | 0.3 | 0.3 | 0.3 | 0.3 | 0.3 | 0.3 | 0.3 | 0.3 | 0.3 | 0.3 | 0.3 | 0.3 | 0.3 | 0.3 | 0.3 | 0.3 | 0.3 | 0.3
24FP | Unmeasured Non Household - USPL | 24BL + 24.1FP | Ml/d | 2 |  |  | 0.05 | 0.05 | 0.05 | 0.05 | 0.05 | 0.05 | 0.05 | 0.05 | 0.05 | 0.05 | 0.05 | 0.05 | 0.05 | 0.05 | 0.05 | 0.05 | 0.05 | 0.05 | 0.05 | 0.05 | 0.05 | 0.05 | 0.05 | 0.05 | 0.05 | 0.05 | 0.05 | 0.05 | 0.05 | 0.05 | 0.05 | 0.05 | 0.05 | 0.05 | 0.05 | 0.05 | 0.05 | 0.05 | 0.05 | 0.05 | 0.05 | 0.05 | 0.05 | 0.05 | 0.05 | 0.05 | 0.05 | 0.05 | 0.05 | 0.05 | 0.05 | 0.05 | 0.05 | 0.05
25FP | Measured Household - USPL | 25BL + 25.1FP | Ml/d | 2 |  |  | 5.07 | 5 | 5.71 | 5.83 | 5.83 | 5.8529 | 6.0257 | 6.3196 | 6.7306 | 7.2103 | 7.6714 | 7.9619 | 7.4348 | 7.3589 | 7.3589 | 7.3589 | 7.3589 | 7.3589 | 7.3589 | 7.3589 | 7.3589 | 7.3589 | 7.3589 | 7.3589 | 7.3589 | 7.3589 | 7.3589 | 7.3589 | 7.3589 | 7.3589 | 7.3589 | 7.3589 | 7.3589 | 7.3589 | 7.3589 | 7.3589 | 7.3589 | 7.3589 | 7.3589 | 7.3589 | 7.3589 | 7.3589 | 7.3589 | 7.3589 | 7.3589 | 7.3589 | 7.3589 | 7.3589 | 7.3589 | 7.3589 | 7.3589 | 7.3589 | 7.3589 | 7.3589
26FP | Unmeasured Household - USPL | 26BL + 26.1BL | Ml/d | 2 |  |  | 7.11 | 6.95 | 6.88 | 6.75 | 6.75 | 6.6921 | 6.2553 | 5.5126 | 4.4737 | 3.261 | 2.0955 | 1.1897 | 1.1897 | 1.1897 | 1.1897 | 1.1897 | 1.1897 | 1.1897 | 1.1897 | 1.1897 | 1.1897 | 1.1897 | 1.1897 | 1.1897 | 1.1897 | 1.1897 | 1.1897 | 1.1897 | 1.1897 | 1.1897 | 1.1897 | 1.1897 | 1.1897 | 1.1897 | 1.1897 | 1.1897 | 1.1897 | 1.1897 | 1.1897 | 1.1897 | 1.1897 | 1.1897 | 1.1897 | 1.1897 | 1.1897 | 1.1897 | 1.1897 | 1.1897 | 1.1897 | 1.1897 | 1.1897 | 1.1897 | 1.1897 | 1.1897
27FP | Void Properties - USPL | 27BL + 27.1FP | Ml/d | 2 |  |  | 0.4 | 0.4 | 0.4 | 0.4 | 0.4 | 0.4 | 0.4 | 0.4 | 0.4 | 0.4 | 0.4 | 0.4 | 0.4 | 0.4 | 0.4 | 0.4 | 0.4 | 0.4 | 0.4 | 0.4 | 0.4 | 0.4 | 0.4 | 0.4 | 0.4 | 0.4 | 0.4 | 0.4 | 0.4 | 0.4 | 0.4 | 0.4 | 0.4 | 0.4 | 0.4 | 0.4 | 0.4 | 0.4 | 0.4 | 0.4 | 0.4 | 0.4 | 0.4 | 0.4 | 0.4 | 0.4 | 0.4 | 0.4 | 0.4 | 0.4 | 0.4 | 0.4 | 0.4 | 0.4
28FP | Distribution losses | 28BL + 28.1FP | Ml/d | 2 |  |  | 13.7 | 17.71 | 12.36 | 10.37 | 8.3746 | 8.8013 | 8.708 | 8.1182 | 8.0001 | 7.9286 | 8.0241 | 8.1158 | 8.304 | 8.156 | 7.8574 | 7.5087 | 7.16 | 6.8113 | 6.5026 | 6.4426 | 6.3726 | 6.3026 | 6.2426 | 6.1726 | 6.1026 | 6.0326 | 5.9726 | 5.9126 | 5.8426 | 5.7726 | 5.7126 | 5.6526 | 5.5826 | 5.5226 | 5.4626 | 5.4026 | 5.3226 | 5.2526 | 5.1826 | 5.1026 | 5.0326 | 4.9626 | 4.8826 | 4.8126 | 4.7426 | 4.6726 | 4.6026 | 4.5326 | 4.4626 | 4.3926 | 4.3226 | 4.2526 | 4.1826 | 4.1126
29FP | Total Leakage | sum (23FP:28FP) | Ml/d | 2 |  |  | 26.93 | 30.71 | 26 | 24 | 22.0046 | 22.3963 | 22.039 | 21.0004 | 20.2544 | 19.4373 | 18.8158 | 18.2796 | 17.9281 | 17.6916 | 17.3804 | 17.0191 | 16.6578 | 16.2965 | 15.9752 | 15.9026 | 15.82 | 15.7374 | 15.6648 | 15.5822 | 15.4996 | 15.417 | 15.3444 | 15.2718 | 15.1892 | 15.1066 | 15.034 | 14.9614 | 14.8812 | 14.8212 | 14.7612 | 14.7012 | 14.6212 | 14.5512 | 14.4812 | 14.4012 | 14.3312 | 14.2612 | 14.1812 | 14.1112 | 14.0412 | 13.9712 | 13.9012 | 13.8312 | 13.7612 | 13.6912 | 13.6212 | 13.5512 | 13.4812 | 13.4112
30FP | Leakage/property | (29FP * 1,000,000) / (36FP * 1,000) | l/prop/d | 2 |  |  | 83.184 | 94.3185 | 79.2379 | 72.4275 | 65.6056 | 65.9014 | 63.9799 | 60.1811 | 57.3033 | 54.3455 | 52.0123 | 50.0077 | 48.6018 | 47.555 | 46.3578 | 45.0597 | 43.7954 | 42.571 | 41.4872 | 41.0574 | 40.6084 | 40.1666 | 39.7557 | 39.3262 | 38.8643 | 38.4095 | 37.9866 | 37.571 | 37.1376 | 36.7115 | 36.4173 | 36.1334 | 35.8365 | 35.5911 | 35.3444 | 35.1011 | 34.8128 | 34.551 | 34.2928 | 34.0093 | 33.7491 | 33.489 | 33.2032 | 32.9419 | 32.6779 | 32.4123 | 32.1483 | 31.8879 | 31.6286 | 31.3728 | 31.1195 | 30.8672 | 30.6172 | 30.3695
31FP | Measured Non Household - properties | Input | 000's | 2 |  |  | 12.05 | 12.22 | 12.39 | 12.56 | 12.73 | 12.9 | 13.07 | 13.23 | 13.4 | 13.57 | 13.74 | 13.91 | 14.08 | 14.25 | 14.41 | 14.58 | 14.75 | 14.92 | 15.09 | 15.26 | 15.43 | 15.59 | 15.76 | 15.93 | 16.1 | 16.27 | 16.44 | 16.61 | 16.78 | 16.94 | 17.11 | 17.28 | 17.45 | 17.62 | 17.79 | 17.96 | 18.12 | 18.29 | 18.46 | 18.63 | 18.8 | 18.97 | 19.14 | 19.3 | 19.47 | 19.64 | 19.81 | 19.98 | 20.15 | 20.32 | 20.48 | 20.65 | 20.82 | 20.99
32FP | Unmeasured Non Household - properties | Input | 000's | 2 |  |  | 1.5 | 1.5 | 1.5 | 1.5 | 1.5 | 1.5 | 1.5 | 1.5 | 1.5 | 1.5 | 1.5 | 1.5 | 1.5 | 1.5 | 1.5 | 1.5 | 1.5 | 1.5 | 1.5 | 1.5 | 1.5 | 1.5 | 1.5 | 1.5 | 1.5 | 1.5 | 1.5 | 1.5 | 1.5 | 1.5 | 1.5 | 1.5 | 1.5 | 1.5 | 1.5 | 1.5 | 1.5 | 1.5 | 1.5 | 1.5 | 1.5 | 1.5 | 1.5 | 1.5 | 1.5 | 1.5 | 1.5 | 1.5 | 1.5 | 1.5 | 1.5 | 1.5 | 1.5 | 1.5
33FP | All void non-households - properties | Input | 000's | 2 |  |  | 2.46 | 2.46 | 2.46 | 2.46 | 2.46 | 2.46 | 2.46 | 2.46 | 2.46 | 2.46 | 2.46 | 2.46 | 2.46 | 2.46 | 2.46 | 2.46 | 2.46 | 2.46 | 2.46 | 2.46 | 2.46 | 2.46 | 2.46 | 2.46 | 2.46 | 2.46 | 2.46 | 2.46 | 2.46 | 2.46 | 2.46 | 2.46 | 2.46 | 2.46 | 2.46 | 2.46 | 2.46 | 2.46 | 2.46 | 2.46 | 2.46 | 2.46 | 2.46 | 2.46 | 2.46 | 2.46 | 2.46 | 2.46 | 2.46 | 2.46 | 2.46 | 2.46 | 2.46 | 2.46
34FP | Measured households - properties (excl. void) | Year before + sum (34.1BL:34.6BL) | 000's | 2 |  |  | 102.22 | 107.9888 | 114.1458 | 121.006 | 128.0627 | 146.2719 | 173.3511 | 208.7563 | 249.0923 | 287.6242 | 318.37 | 321.979 | 325.1502 | 328.127 | 330.8619 | 333.4744 | 335.9586 | 338.2412 | 340.3268 | 342.4192 | 344.4976 | 346.566 | 348.6198 | 350.653 | 353.0667 | 355.4685 | 357.8557 | 360.2219 | 362.5715 | 364.9084 | 366.0685 | 367.133 | 368.1563 | 369.1637 | 370.2018 | 371.2182 | 372.2278 | 373.2141 | 374.1745 | 375.1717 | 376.1921 | 377.2308 | 378.317 | 379.4189 | 380.5677 | 381.759 | 382.9516 | 384.1176 | 385.2899 | 386.4371 | 387.5794 | 388.72 | 389.8478 | 390.9634
34.1FP | New build properties - properties | Input (new builds in each year) | 000's | 2 |  |  | 0 | 1.6928 | 2.361 | 3.0642 | 3.8716 | 4.2681 | 4.452 | 4.3258 | 4.3361 | 4.0325 | 3.925 | 3.609 | 3.1712 | 2.9768 | 2.7349 | 2.6125 | 2.4842 | 2.2826 | 2.0856 | 2.0924 | 2.0784 | 2.0684 | 2.0538 | 2.0333 | 2.4136 | 2.4018 | 2.3872 | 2.3662 | 2.3496 | 2.3369 | 1.1601 | 1.0646 | 1.0233 | 1.0073 | 1.0382 | 1.0163 | 1.0096 | 0.98625 | 0.9604 | 0.99718 | 1.0204 | 1.0387 | 1.0862 | 1.1019 | 1.1489 | 1.1912 | 1.1926 | 1.166 | 1.1723 | 1.1472 | 1.1424 | 1.1405 | 1.1279 | 1.1156
34.2FP | Meter optants - properties | Input (meter optants in each year) | 000's | 2 |  |  | 0 | 1.578 | 1.494 | 1.494 | 1.494 | 1.1952 | 0.9561 | 0.7649 | 0.6119 | 0.4895 | 0.3916 | 0 | 0 | 0 | 0 | 0 | 0 | 0 | 0 | 0 | 0 | 0 | 0 | 0 | 0 | 0 | 0 | 0 | 0 | 0 | 0 | 0 | 0 | 0 | 0 | 0 | 0 | 0 | 0 | 0 | 0 | 0 | 0 | 0 | 0 | 0 | 0 | 0 | 0 | 0 | 0 | 0 | 0 | 0
34.3FP | Compulsory metering - properties | Input (compulsory meters in each year) | 000's | 2 |  |  | 0 | 0 | 0 | 0 | 1.6911 | 12.7459 | 21.6711 | 30.3145 | 35.3879 | 34.0099 | 26.4292 | 0 | 0 | 0 | 0 | 0 | 0 | 0 | 0 | 0 | 0 | 0 | 0 | 0 | 0 | 0 | 0 | 0 | 0 | 0 | 0 | 0 | 0 | 0 | 0 | 0 | 0 | 0 | 0 | 0 | 0 | 0 | 0 | 0 | 0 | 0 | 0 | 0 | 0 | 0 | 0 | 0 | 0 | 0
34.4FP | Metering on change of occupancy - properties | Input (change of occupancy meters in each year) | 000's | 2 |  |  | 0 | 2.407 | 2.302 | 2.302 | 0 | 0 | 0 | 0 | 0 | 0 | 0 | 0 | 0 | 0 | 0 | 0 | 0 | 0 | 0 | 0 | 0 | 0 | 0 | 0 | 0 | 0 | 0 | 0 | 0 | 0 | 0 | 0 | 0 | 0 | 0 | 0 | 0 | 0 | 0 | 0 | 0 | 0 | 0 | 0 | 0 | 0 | 0 | 0 | 0 | 0 | 0 | 0 | 0 | 0
34.5FP | Selective metering - properties | Input (selective meters in each year) | 000's | 2 |  |  | 0 | 0 | 0 | 0 | 0 | 0 | 0 | 0 | 0 | 0 | 0 | 0 | 0 | 0 | 0 | 0 | 0 | 0 | 0 | 0 | 0 | 0 | 0 | 0 | 0 | 0 | 0 | 0 | 0 | 0 | 0 | 0 | 0 | 0 | 0 | 0 | 0 | 0 | 0 | 0 | 0 | 0 | 0 | 0 | 0 | 0 | 0 | 0 | 0 | 0 | 0 | 0 | 0 | 0
34.6FP | Other changes to existing metering - properties | Input (other changes to meters in each year) | 000's | 2 |  |  | 0 | 0.091 | 0 | 0 | 0 | 0 | 0 | 0 | 0 | 0 | 0 | 0 | 0 | 0 | 0 | 0 | 0 | 0 | 0 | 0 | 0 | 0 | 0 | 0 | 0 | 0 | 0 | 0 | 0 | 0 | 0 | 0 | 0 | 0 | 0 | 0 | 0 | 0 | 0 | 0 | 0 | 0 | 0 | 0 | 0 | 0 | 0 | 0 | 0 | 0 | 0 | 0 | 0 | 0
34.7FP | Measured household void properties | Input | 000's | 2 |  |  | 2.29 | 2.29 | 2.29 | 2.29 | 2.29 | 2.29 | 2.29 | 2.29 | 2.29 | 2.29 | 2.29 | 2.29 | 2.29 | 2.29 | 2.29 | 2.29 | 2.29 | 2.29 | 2.29 | 2.29 | 2.29 | 2.29 | 2.29 | 2.29 | 2.29 | 2.29 | 2.29 | 2.29 | 2.29 | 2.29 | 2.29 | 2.29 | 2.29 | 2.29 | 2.29 | 2.29 | 2.29 | 2.29 | 2.29 | 2.29 | 2.29 | 2.29 | 2.29 | 2.29 | 2.29 | 2.29 | 2.29 | 2.29 | 2.29 | 2.29 | 2.29 | 2.29 | 2.29 | 2.29
35FP | Unmeasured households - properties (excl. void) | Input | 000's | 2 |  |  | 198.51 | 194.43 | 190.63 | 186.84 | 183.6549 | 169.7138 | 147.0866 | 116.0072 | 80.0072 | 45.5077 | 18.6868 | 18.6868 | 18.6868 | 18.6868 | 18.6868 | 18.6868 | 18.6868 | 18.6868 | 18.6868 | 18.6868 | 18.6868 | 18.6868 | 18.6868 | 18.6868 | 18.6868 | 18.6868 | 18.6868 | 18.6868 | 18.6868 | 18.6868 | 18.6868 | 18.6868 | 18.6868 | 18.6868 | 18.6868 | 18.6868 | 18.6868 | 18.6868 | 18.6868 | 18.6868 | 18.6868 | 18.6868 | 18.6868 | 18.6868 | 18.6868 | 18.6868 | 18.6868 | 18.6868 | 18.6868 | 18.6868 | 18.6868 | 18.6868 | 18.6868 | 18.6868
35.1FP | Unmeasured household void properties | Input | 000's | 2 |  |  | 4.71 | 4.71 | 4.71 | 4.71 | 4.71 | 4.71 | 4.71 | 4.71 | 4.71 | 4.71 | 4.71 | 4.71 | 4.71 | 4.71 | 4.71 | 4.71 | 4.71 | 4.71 | 4.71 | 4.71 | 4.71 | 4.71 | 4.71 | 4.71 | 4.71 | 4.71 | 4.71 | 4.71 | 4.71 | 4.71 | 4.71 | 4.71 | 4.71 | 4.71 | 4.71 | 4.71 | 4.71 | 4.71 | 4.71 | 4.71 | 4.71 | 4.71 | 4.71 | 4.71 | 4.71 | 4.71 | 4.71 | 4.71 | 4.71 | 4.71 | 4.71 | 4.71 | 4.71 | 4.71
36FP | Total Resource Zone Properties (incl. voids) | sum (31FP:34FP) + 34.7FP + 35BL + 35.1BL | 000's | 2 |  |  | 323.74 | 325.5988 | 328.1258 | 331.366 | 335.4076 | 339.8457 | 344.4677 | 348.9535 | 353.4595 | 357.6619 | 361.7568 | 365.5358 | 368.877 | 372.0238 | 374.9187 | 377.7012 | 380.3554 | 382.808 | 385.0636 | 387.326 | 389.5744 | 391.8028 | 394.0266 | 396.2298 | 398.8135 | 401.3853 | 403.9425 | 406.4787 | 408.9983 | 411.4952 | 412.8253 | 414.0598 | 415.2531 | 416.4305 | 417.6386 | 418.825 | 419.9946 | 421.1509 | 422.2813 | 423.4485 | 424.6389 | 425.8476 | 427.1038 | 428.3657 | 429.6845 | 431.0458 | 432.4084 | 433.7444 | 435.0867 | 436.4039 | 437.7062 | 439.0168 | 440.3146 | 441.6002
37FP | Measured Non Household - Population | Input | 000's | 2 |  |  | 12.6 | 12.74 | 12.91 | 13.07 | 13.23 | 13.34 | 13.55 | 13.78 | 14 | 14.22 | 14.43 | 14.8 | 15.06 | 15.29 | 15.46 | 15.62 | 15.77 | 15.94 | 16.12 | 16.31 | 16.52 | 16.76 | 17.02 | 17.31 | 17.59 | 17.9 | 18.22 | 18.53 | 18.83 | 19.11 | 19.36 | 19.57 | 19.75 | 19.91 | 20.05 | 20.19 | 20.3 | 20.37 | 20.42 | 20.48 | 20.52 | 20.56 | 20.62 | 20.73 | 20.88 | 21.05 | 21.21 | 21.38 | 21.53 | 21.71 | 21.89 | 22.06 | 22.23 | 22.39
38FP | Unmeasured Non Household - Population | Input | 000's | 2 |  |  | 1.57 | 1.57 | 1.57 | 1.57 | 1.57 | 1.57 | 1.57 | 1.57 | 1.57 | 1.57 | 1.57 | 1.57 | 1.57 | 1.57 | 1.57 | 1.57 | 1.57 | 1.57 | 1.57 | 1.57 | 1.57 | 1.57 | 1.57 | 1.57 | 1.57 | 1.57 | 1.57 | 1.57 | 1.57 | 1.57 | 1.57 | 1.57 | 1.57 | 1.57 | 1.57 | 1.57 | 1.57 | 1.57 | 1.57 | 1.57 | 1.57 | 1.57 | 1.57 | 1.57 | 1.57 | 1.57 | 1.57 | 1.57 | 1.57 | 1.57 | 1.57 | 1.57 | 1.57 | 1.57
39FP | Measured Household - Population | Input | 000's | 2 |  |  | 220.91 | 229.5372 | 242.9422 | 257.9272 | 269.3296 | 284.3786 | 323.2544 | 382.2791 | 463.5593 | 560.4305 | 657.7851 | 734.0119 | 739.0671 | 743.8439 | 748.1509 | 752.0028 | 755.4531 | 758.4865 | 761.2519 | 764.6898 | 768.105 | 771.6879 | 775.4117 | 779.3413 | 783.3264 | 787.1224 | 790.9145 | 794.9263 | 799.0755 | 803.2097 | 804.898 | 806.5015 | 808.0304 | 809.4828 | 810.8496 | 812.1116 | 813.4096 | 814.733 | 816.0704 | 817.3756 | 818.6778 | 820.0209 | 821.3381 | 822.6016 | 823.8065 | 825.0242 | 826.2936 | 827.5941 | 828.9268 | 830.2593 | 831.5951 | 832.9662 | 834.3374 | 835.7491
40FP | Unmeasured Household - Population | Input | 000's | 2 |  |  | 511.95 | 502.42 | 493.72 | 485.04 | 481.4854 | 474.7641 | 444.4261 | 393.6292 | 320.3268 | 230.1434 | 139.4966 | 69.5633 | 70.7481 | 71.8313 | 72.8343 | 73.7824 | 74.6921 | 75.5187 | 76.2733 | 76.9954 | 77.7002 | 78.3773 | 79.0435 | 79.6839 | 80.3088 | 80.9328 | 81.5407 | 82.1189 | 82.6897 | 83.2455 | 83.5272 | 83.7837 | 84.0348 | 84.2724 | 84.5256 | 84.7736 | 85.0156 | 85.2422 | 85.4648 | 85.6996 | 85.9374 | 86.1743 | 86.4271 | 86.6836 | 86.9487 | 87.221 | 87.4916 | 87.7511 | 88.0084 | 88.2559 | 88.5101 | 88.749 | 88.9878 | 89.2161
41FP | Total Resource Zone Population | sum (37FP:40FP) | 000's | 2 |  |  | 747.03 | 746.2672 | 751.1422 | 757.6072 | 765.615 | 774.0527 | 782.8005 | 791.2583 | 799.4561 | 806.3639 | 813.2817 | 819.9452 | 826.4452 | 832.5352 | 838.0152 | 842.9752 | 847.4852 | 851.5152 | 855.2152 | 859.5652 | 863.8952 | 868.3952 | 873.0452 | 877.9052 | 882.7952 | 887.5252 | 892.2452 | 897.1452 | 902.1652 | 907.1352 | 909.3552 | 911.4252 | 913.3852 | 915.2352 | 916.9952 | 918.6452 | 920.2952 | 921.9152 | 923.5252 | 925.1252 | 926.7052 | 928.3252 | 929.9552 | 931.5852 | 933.2052 | 934.8652 | 936.5652 | 938.2952 | 940.0352 | 941.7952 | 943.5652 | 945.3452 | 947.1252 | 948.9252
42FP | Average household occupancy rate (excl. voids) | (39FP + 40FP) / (34FP + 35FP) | h/prop | 1 |  |  | 2.4369 | 2.4203 | 2.4171 | 2.4134 | 2.4086 | 2.4025 | 2.3957 | 2.3891 | 2.3819 | 2.3732 | 2.3654 | 2.3588 | 2.3552 | 2.3519 | 2.3487 | 2.3449 | 2.3408 | 2.3366 | 2.3329 | 2.3309 | 2.3289 | 2.3273 | 2.3263 | 2.3258 | 2.3231 | 2.32 | 2.317 | 2.3147 | 2.3128 | 2.3109 | 2.3091 | 2.3075 | 2.306 | 2.3044 | 2.3024 | 2.3003 | 2.2983 | 2.2964 | 2.2948 | 2.2929 | 2.2909 | 2.2888 | 2.2865 | 2.284 | 2.2811 | 2.2781 | 2.2751 | 2.2724 | 2.2698 | 2.2672 | 2.2648 | 2.2624 | 2.2601 | 2.2579
43FP | Total Household Metering penetration (excl. voids) | 34FP / (34FP + 35FP) | % | 1 |  |  | 33.99% | 35.71% | 37.45% | 39.31% | 41.08% | 46.29% | 54.1% | 64.28% | 75.69% | 86.34% | 94.46% | 94.51% | 94.57% | 94.61% | 94.65% | 94.69% | 94.73% | 94.76% | 94.79% | 94.83% | 94.85% | 94.88% | 94.91% | 94.94% | 94.97% | 95.01% | 95.04% | 95.07% | 95.1% | 95.13% | 95.14% | 95.16% | 95.17% | 95.18% | 95.19% | 95.21% | 95.22% | 95.23% | 95.24% | 95.26% | 95.27% | 95.28% | 95.29% | 95.31% | 95.32% | 95.33% | 95.35% | 95.36% | 95.37% | 95.39% | 95.4% | 95.41% | 95.43% | 95.44%
44FP | Total Household Metering penetration (incl. voids) | (34FP) / (34FP + 34.7FP + 35FP + 35.1FP) | % | 1 |  |  | 33.22% | 34.9% | 36.61% | 38.43% | 40.18% | 45.29% | 52.94% | 62.92% | 74.11% | 84.56% | 92.53% | 92.61% | 92.68% | 92.74% | 92.8% | 92.85% | 92.9% | 92.94% | 92.98% | 93.02% | 93.06% | 93.1% | 93.14% | 93.17% | 93.22% | 93.26% | 93.3% | 93.34% | 93.38% | 93.42% | 93.44% | 93.46% | 93.48% | 93.49% | 93.51% | 93.53% | 93.54% | 93.56% | 93.58% | 93.59% | 93.61% | 93.62% | 93.64% | 93.66% | 93.68% | 93.7% | 93.71% | 93.73% | 93.75% | 93.77% | 93.78% | 93.8% | 93.82% | 93.83%
45FP | Distribution input | sum (12FP:15FP) + 21FP + 22FP + 27FP + 28FP | Ml/d | 2 |  |  | 181.64 | 184.7664 | 180.5046 | 178.3425 | 176.2658 | 175.4481 | 173.3177 | 169.5845 | 165.7658 | 160.4218 | 156.1554 | 152.0089 | 150.1421 | 148.9522 | 145.4596 | 144.7508 | 143.5901 | 142.0186 | 141.3471 | 140.085 | 139.8069 | 138.3956 | 138.2133 | 137.7952 | 137.6385 | 137.0798 | 136.8233 | 136.7956 | 136.1283 | 136.4668 | 136.6415 | 137.4396 | 137.1521 | 137.7672 | 137.4935 | 138.7428 | 138.6217 | 139.0799 | 138.998 | 139.4667 | 139.2749 | 140.3046 | 140.4599 | 140.1789 | 140.4781 | 140.517 | 140.8244 | 140.9216 | 141.5983 | 141.955 | 142.1618 | 142.408 | 142.354 | 142.6695
46FP | Target headroom (climate change component) | Input | Ml/d | 2 |  |  | 0.43 | 0.51 | 0.58 | 0.41 | 0.46 | 0.62 | 0.53 | 0.58 | 0.68 | 0.71 | 0.71 | 0.75 | 0.76 | 0.73 | 0.74 | 0.72 | 0.77 | 0.75 | 0 | 0 | 0 | 0 | 0 | 0 | 0 | 0 | 0 | 0 | 0 | 0 | 0 | 0 | 0 | 0 | 0 | 0 | 0 | 0 | 0 | 0 | 0 | 0 | 0 | 0 | 0 | 0 | 0 | 0 | 0 | 0 | 0 | 0 | 0 | 0
47FP | Target headroom (All other components) | Input | Ml/d | 2 |  |  | 4.58 | 4.49 | 4.46 | 4.55 | 3.7468 | 4.15 | 4.51 | 4.49 | 4.47 | 3.94 | 3.63 | 2.8741 | 2.8087 | 2.792 | 2.5271 | 2.4568 | 2.3383 | 2.4063 | 2.1838 | 2.0909 | 1.8808 | 1.837 | 1.6719 | 1.6786 | 1.5254 | 1.85 | 1.4059 | 1.332 | 1.2832 | 1.112 | 1.2204 | 1.1418 | 1.1271 | 1.0683 | 1.1451 | 1.1359 | 1.017 | 1.1103 | 1.1786 | 1.1952 | 1.0137 | 0.98296 | 0.9998 | 1.1423 | 1.0874 | 0.99061 | 0.95115 | 1.114 | 1.0393 | 1.0541 | 1.0608 | 1.0846 | 1.1516 | 0.92725
48FP | Target Headroom | 46FP + 47FP | Ml/d | 2 |  |  | 5.01 | 5 | 5.04 | 4.96 | 4.2068 | 4.77 | 5.04 | 5.07 | 5.15 | 4.65 | 4.34 | 3.6241 | 3.5687 | 3.522 | 3.2671 | 3.1768 | 3.1083 | 3.1563 | 2.1838 | 2.0909 | 1.8808 | 1.837 | 1.6719 | 1.6786 | 1.5254 | 1.85 | 1.4059 | 1.332 | 1.2832 | 1.112 | 1.2204 | 1.1418 | 1.1271 | 1.0683 | 1.1451 | 1.1359 | 1.017 | 1.1103 | 1.1786 | 1.1952 | 1.0137 | 0.98296 | 0.9998 | 1.1423 | 1.0874 | 0.99061 | 0.95115 | 1.114 | 1.0393 | 1.0541 | 1.0608 | 1.0846 | 1.1516 | 0.92725
49FP | Available Headroom | 11FP - 45FP | Ml/d | 2 |  |  | -0.57075 | -3.991 | 0.1787 | 17.2223 | 19.2068 | 19.9324 | 16.9705 | 15.6116 | 14.1381 | 11.4732 | 6.7307 | 3.6241 | 3.5687 | 3.522 | 3.2671 | 3.1768 | 3.1083 | 3.1563 | 2.1838 | 2.0909 | 1.8808 | 1.837 | 1.6719 | 1.6786 | 1.5254 | 7.2478 | 1.4059 | 1.332 | 1.2832 | 1.112 | 1.2204 | 1.1418 | 1.1271 | 1.0683 | 1.1451 | 1.1359 | 1.017 | 1.1103 | 1.1786 | 1.1952 | 1.0137 | 0.98296 | 0.9998 | 1.1423 | 1.0874 | 0.99061 | 0.95115 | 1.114 | 1.0393 | 1.0541 | 1.0608 | 1.0846 | 1.1516 | 0.92725
49.1FP | Available non-potable balance (if applicable) | 1.1FP - 12.1FP | Ml/d | 2 |  |  | 0 | 0 | 0 | 0 | 0 | 0 | 0 | 0 | 0 | 0 | 0 | 0 | 0 | 0 | 0 | 0 | 0 | 0 | 0 | 0 | 0 | 0 | 0 | 0 | 0 | 0 | 0 | 0 | 0 | 0 | 0 | 0 | 0 | 0 | 0 | 0 | 0 | 0 | 0 | 0 | 0 | 0 | 0 | 0 | 0 | 0 | 0 | 0 | 0 | 0 | 0 | 0 | 0 | 0
50FP | Supply Demand Balance | 49FP - 48FP | Ml/d | 2 |  |  | -5.5808 | -8.991 | -4.8613 | 12.2623 | 15 | 15.1624 | 11.9305 | 10.5416 | 8.9881 | 6.8232 | 2.3907 | 0 | 0 | 0 | 0 | 0 | 0 | 0 | 0 | 0 | 0 | 0 | 0 | 0 | 0 | 5.3978 | 0 | 0 | 0 | 0 | 0 | 0 | 0 | 0 | 0 | 0 | 0 | 0 | 0 | 0 | 0 | 0 | 0 | 0 | 0 | 0 | 0 | 0 | 0 | 0 | 0 | 0 | 0 | 0
Water Company | Portsmouth Water | Version | jet-20240206-190500-st-hybrid-dy-w1-tree16.05-options-v67-gov-led-hybridcp2-ppp5-pwh15-har2-twd14-no-force-kni-no-force-less-2075-fix-bvp¦Situation 4
WRZ | PWSPRT | Planning Scenario | DYCP
Portsmouth Water
PWSPRT
Table 3d: DYCP - Baseline | Back to top of sheet
WRMP24 reference | Component | Derivation | Unit | Decimal places | 2019-20 | 2020-21 | 2021-22 | 2022-23 | 2023-24 | 2024-25 | 2025-26 | 2026-27 | 2027-28 | 2028-29 | 2029-30 | 2030-31 | 2031-32 | 2032-33 | 2033-34 | 2034-35 | 2035-36 | 2036-37 | 2037-38 | 2038-39 | 2039-40 | 2040-41 | 2041-42 | 2042-43 | 2043-44 | 2044-45 | 2045-46 | 2046-47 | 2047-48 | 2048-49 | 2049-50 | 2050-51 | 2051-52 | 2052-53 | 2053-54 | 2054-55 | 2055-56 | 2056-57 | 2057-58 | 2058-59 | 2059-60 | 2060-61 | 2061-62 | 2062-63 | 2063-64 | 2064-65 | 2065-66 | 2066-67 | 2067-68 | 2068-69 | 2069-70 | 2070-71 | 2071-72 | 2072-73 | 2073-74 | 2074-75 | 2075-76 | 2076-77 | 2077-78 | 2078-79 | 2079-80 | 2080-81 | 2081-82 | 2082-83 | 2083-84 | 2084-85 | 2085-86 | 2086-87 | 2087-88 | 2088-89 | 2089-90 | 2090-91 | 2091-92 | 2092-93 | 2093-94 | 2094-95 | 2095-96 | 2096-97 | 2097-98 | 2098-99 | 2099-100
1BL | Raw water abstracted | Input | Ml/d | 2 |  |  | 259.2848 | 262.5228 | 258.0809 | 256.0751 | 257.5645 | 243.8539 | 245.6733 | 246.9327 | 233.7321 | 234.4915 | 236.0009 | 236.9348 | 238.7072 | 239.4095 | 240.0619 | 241.5143 | 242.4067 | 242.9391 | 244.3115 | 244.7138 | 245.9262 | 246.0286 | 247.361 | 248.4834 | 249.5258 | 250.1681 | 251.1205 | 252.3029 | 252.8753 | 253.6453 | 254.1153 | 255.2153 | 255.2153 | 256.0753 | 256.0753 | 257.6053 | 257.7653 | 258.4753 | 258.6653 | 259.4153 | 259.4953 | 260.7153 | 261.2253 | 261.2153 | 261.7953 | 262.1053 | 262.6753 | 263.0453 | 264.0053 | 264.6253 | 265.1053 | 265.6453 | 265.8553 | 266.4553
1.1BL | Non-potable water supplies | Input | Ml/d | 2 |  |  | 0 | 0 | 0 | 0 | 0 | 0 | 0 | 0 | 0 | 0 | 0 | 0 | 0 | 0 | 0 | 0 | 0 | 0 | 0 | 0 | 0 | 0 | 0 | 0 | 0 | 0 | 0 | 0 | 0 | 0 | 0 | 0 | 0 | 0 | 0 | 0 | 0 | 0 | 0 | 0 | 0 | 0 | 0 | 0 | 0 | 0 | 0 | 0 | 0 | 0 | 0 | 0 | 0 | 0
2BL | Raw water imported | Input | Ml/d | 2 |  |  | 0 | 0 | 0 | 0 | 0 | 0 | 0 | 0 | 0 | 0 | 0 | 0 | 0 | 0 | 0 | 0 | 0 | 0 | 0 | 0 | 0 | 0 | 0 | 0 | 0 | 0 | 0 | 0 | 0 | 0 | 0 | 0 | 0 | 0 | 0 | 0 | 0 | 0 | 0 | 0 | 0 | 0 | 0 | 0 | 0 | 0 | 0 | 0 | 0 | 0 | 0 | 0 | 0 | 0
3BL | Potable water imported | Input | Ml/d | 2 |  |  | 0 | 0 | 0 | 0 | 0 | 0 | 0 | 0 | 0 | 0 | 0 | 0 | 0 | 0 | 0 | 0 | 0 | 0 | 0 | 0 | 0 | 0 | 0 | 0 | 0 | 0 | 0 | 0 | 0 | 0 | 0 | 0 | 0 | 0 | 0 | 0 | 0 | 0 | 0 | 0 | 0 | 0 | 0 | 0 | 0 | 0 | 0 | 0 | 0 | 0 | 0 | 0 | 0 | 0
4BL | Raw water exported enter as -ve | Input | Ml/d | 2 |  |  | 0 | 0 | 0 | 0 | 0 | 0 | 0 | 0 | 0 | 0 | 0 | 0 | 0 | 0 | 0 | 0 | 0 | 0 | 0 | 0 | 0 | 0 | 0 | 0 | 0 | 0 | 0 | 0 | 0 | 0 | 0 | 0 | 0 | 0 | 0 | 0 | 0 | 0 | 0 | 0 | 0 | 0 | 0 | 0 | 0 | 0 | 0 | 0 | 0 | 0 | 0 | 0 | 0 | 0
5BL | Potable water exported enter as -ve | Input | Ml/d | 2 |  |  | -31.8648 | -32.0664 | -32.0664 | -17.0926 | -17.0926 | -17.0926 | -17.0926 | -17.0926 | -2.0926 | -2.0926 | -2.0926 | -2.0926 | -2.0926 | -2.0926 | -2.0926 | -2.0926 | -2.0926 | -2.0926 | -2.0926 | -2.0926 | -2.0926 | -2.0926 | -2.0926 | -2.0926 | -2.0926 | -2.0926 | -2.0926 | -2.0926 | -2.0926 | -2.0926 | -2.0926 | -2.0926 | -2.0926 | -2.0926 | -2.0926 | -2.0926 | -2.0926 | -2.0926 | -2.0926 | -2.0926 | -2.0926 | -2.0926 | -2.0926 | -2.0926 | -2.0926 | -2.0926 | -2.0926 | -2.0926 | -2.0926 | -2.0926 | -2.0926 | -2.0926 | -2.0926 | -2.0926
6BL | Deployable Output before forecast changes | Input | Ml/d | 2 |  |  | 240.012 | 240.012 | 240.012 | 240.012 | 240.012 | 240.012 | 240.012 | 240.012 | 240.012 | 240.012 | 258.112 | 258.112 | 258.112 | 258.112 | 258.112 | 258.112 | 258.112 | 258.112 | 258.112 | 258.112 | 258.112 | 258.112 | 258.112 | 258.112 | 258.112 | 258.112 | 258.112 | 258.112 | 258.112 | 258.112 | 258.112 | 258.112 | 258.112 | 258.112 | 258.112 | 258.112 | 258.112 | 258.112 | 258.112 | 258.112 | 258.112 | 258.112 | 258.112 | 258.112 | 258.112 | 258.112 | 258.112 | 258.112 | 258.112 | 258.112 | 258.112 | 258.112 | 258.112 | 258.112
6.1BL | Deployable Output post forecast changes | 6BL + 7BL | Ml/d | 2 |  |  | 238.978 | 238.9457 | 238.9134 | 238.8811 | 238.8487 | 238.8164 | 238.7841 | 238.7518 | 238.7195 | 238.6872 | 256.7549 | 256.7226 | 256.6903 | 256.6579 | 256.6256 | 256.5933 | 256.561 | 256.5287 | 255.0057 | 254.9436 | 254.8815 | 254.8194 | 254.7572 | 254.6951 | 254.633 | 254.5709 | 254.5087 | 254.4466 | 254.3845 | 254.3224 | 254.2602 | 254.1981 | 254.136 | 254.0739 | 254.0117 | 253.9496 | 253.8875 | 253.8254 | 253.7633 | 253.7011 | 253.639 | 253.5769 | 253.5147 | 253.4526 | 253.3905 | 253.3284 | 253.2662 | 253.2041 | 253.142 | 253.0799 | 253.0178 | 252.9556 | 252.8935 | 252.8314
7BL | Baseline forecast changes to Deployable Output | sum (7.1BL:7.6BL) | Ml/d | 2 |  |  | -1.034 | -1.0663 | -1.0986 | -1.1309 | -1.1632 | -1.1956 | -1.2279 | -1.2602 | -1.2925 | -1.3248 | -1.3571 | -1.3894 | -1.4218 | -1.4541 | -1.4864 | -1.5187 | -1.551 | -1.5833 | -3.1063 | -3.1684 | -3.2305 | -3.2926 | -3.3548 | -3.4169 | -3.479 | -3.5411 | -3.6033 | -3.6654 | -3.7275 | -3.7896 | -3.8518 | -3.9139 | -3.976 | -4.0381 | -4.1003 | -4.1624 | -4.2245 | -4.2866 | -4.3487 | -4.4109 | -4.473 | -4.5351 | -4.5973 | -4.6594 | -4.7215 | -4.7836 | -4.8458 | -4.9079 | -4.97 | -5.0321 | -5.0942 | -5.1564 | -5.2185 | -5.2806
7.1BL | Change in DO due to climate change | Input | Ml/d | 2 |  |  | -1.034 | -1.0663 | -1.0986 | -1.1309 | -1.1632 | -1.1956 | -1.2279 | -1.2602 | -1.2925 | -1.3248 | -1.3571 | -1.3894 | -1.4218 | -1.4541 | -1.4864 | -1.5187 | -1.551 | -1.5833 | -3.1063 | -3.1684 | -3.2305 | -3.2926 | -3.3548 | -3.4169 | -3.479 | -3.5411 | -3.6033 | -3.6654 | -3.7275 | -3.7896 | -3.8518 | -3.9139 | -3.976 | -4.0381 | -4.1003 | -4.1624 | -4.2245 | -4.2866 | -4.3487 | -4.4109 | -4.473 | -4.5351 | -4.5973 | -4.6594 | -4.7215 | -4.7836 | -4.8458 | -4.9079 | -4.97 | -5.0321 | -5.0942 | -5.1564 | -5.2185 | -5.2806
7.2BL | Total confirmed DO reductions to restore sustainable abstraction enter as -ve | Input | Ml/d | 2 |  |  | 0 | 0 | 0 | 0 | 0 | 0 | 0 | 0 | 0 | 0 | 0 | 0 | 0 | 0 | 0 | 0 | 0 | 0 | 0 | 0 | 0 | 0 | 0 | 0 | 0 | 0 | 0 | 0 | 0 | 0 | 0 | 0 | 0 | 0 | 0 | 0 | 0 | 0 | 0 | 0 | 0 | 0 | 0 | 0 | 0 | 0 | 0 | 0 | 0 | 0 | 0 | 0 | 0 | 0
7.3BL | Total expected DO reductions to restore sustainable abstraction (Environmental Destination) (excl. any confirmed reductions) enter as -ve | Input | Ml/d | 2 |  |  | 0 | 0 | 0 | 0 | 0 | 0 | 0 | 0 | 0 | 0 | 0 | 0 | 0 | 0 | 0 | 0 | 0 | 0 | 0 | 0 | 0 | 0 | 0 | 0 | 0 | 0 | 0 | 0 | 0 | 0 | 0 | 0 | 0 | 0 | 0 | 0 | 0 | 0 | 0 | 0 | 0 | 0 | 0 | 0 | 0 | 0 | 0 | 0 | 0 | 0 | 0 | 0 | 0 | 0
7.4BL | Change in DO from prolonged Outage reduction enter as -ve | Input | Ml/d | 2 |  |  | 0 | 0 | 0 | 0 | 0 | 0 | 0 | 0 | 0 | 0 | 0 | 0 | 0 | 0 | 0 | 0 | 0 | 0 | 0 | 0 | 0 | 0 | 0 | 0 | 0 | 0 | 0 | 0 | 0 | 0 | 0 | 0 | 0 | 0 | 0 | 0 | 0 | 0 | 0 | 0 | 0 | 0 | 0 | 0 | 0 | 0 | 0 | 0 | 0 | 0 | 0 | 0 | 0 | 0
7.5BL | Change in DO from drought measures | Zero for baseline | Ml/d | 2 |  |  | 0 | 0 | 0 | 0 | 0 | 0 | 0 | 0 | 0 | 0 | 0 | 0 | 0 | 0 | 0 | 0 | 0 | 0 | 0 | 0 | 0 | 0 | 0 | 0 | 0 | 0 | 0 | 0 | 0 | 0 | 0 | 0 | 0 | 0 | 0 | 0 | 0 | 0 | 0 | 0 | 0 | 0 | 0 | 0 | 0 | 0 | 0 | 0 | 0 | 0 | 0 | 0 | 0 | 0
7.6BL | Total other changes to DO (specify e.g. Nitrates) | Input | Ml/d | 2 |  |  | 0 | 0 | 0 | 0 | 0 | 0 | 0 | 0 | 0 | 0 | 0 | 0 | 0 | 0 | 0 | 0 | 0 | 0 | 0 | 0 | 0 | 0 | 0 | 0 | 0 | 0 | 0 | 0 | 0 | 0 | 0 | 0 | 0 | 0 | 0 | 0 | 0 | 0 | 0 | 0 | 0 | 0 | 0 | 0 | 0 | 0 | 0 | 0 | 0 | 0 | 0 | 0 | 0 | 0
8BL | Raw water losses, treatment works losses and operational use | Input | Ml/d | 2 |  |  | 2.4 | 2.4 | 2.4 | 2.4 | 2.4 | 2.4 | 2.4 | 2.4 | 2.4 | 2.4 | 2.4 | 2.4 | 2.4 | 2.4 | 2.4 | 2.4 | 2.4 | 2.4 | 2.4 | 2.4 | 2.4 | 2.4 | 2.4 | 2.4 | 2.4 | 2.4 | 2.4 | 2.4 | 2.4 | 2.4 | 2.4 | 2.4 | 2.4 | 2.4 | 2.4 | 2.4 | 2.4 | 2.4 | 2.4 | 2.4 | 2.4 | 2.4 | 2.4 | 2.4 | 2.4 | 2.4 | 2.4 | 2.4 | 2.4 | 2.4 | 2.4 | 2.4 | 2.4 | 2.4
9BL | Total Outage Allowance | Input | Ml/d | 2 |  |  | 6.6 | 6.6 | 6.6 | 6.6 | 6.6 | 6.6 | 6.6 | 6.6 | 6.9 | 6.9 | 6.9 | 6.9 | 6.9 | 6.9 | 6.9 | 6.9 | 6.9 | 6.9 | 6.8 | 6.8 | 6.8 | 6.8 | 6.8 | 6.8 | 6.8 | 6.8 | 6.8 | 6.8 | 6.8 | 6.8 | 6.8 | 6.8 | 6.8 | 6.8 | 6.8 | 6.8 | 6.8 | 6.8 | 6.8 | 6.8 | 6.8 | 6.8 | 6.8 | 6.8 | 6.8 | 6.8 | 6.8 | 6.8 | 6.8 | 6.8 | 6.8 | 6.8 | 6.8 | 6.8
10BL | Water Available For Use (own sources) | (6BL + 7BL) - (8BL + 9BL) | Ml/d | 2 |  |  | 229.978 | 229.9457 | 229.9134 | 229.8811 | 229.8487 | 229.8164 | 229.7841 | 229.7518 | 229.4195 | 229.3872 | 247.4549 | 247.4226 | 247.3903 | 247.3579 | 247.3256 | 247.2933 | 247.261 | 247.2287 | 245.8057 | 245.7436 | 245.6815 | 245.6194 | 245.5572 | 245.4951 | 245.433 | 245.3709 | 245.3087 | 245.2466 | 245.1845 | 245.1224 | 245.0602 | 244.9981 | 244.936 | 244.8739 | 244.8117 | 244.7496 | 244.6875 | 244.6254 | 244.5633 | 244.5011 | 244.439 | 244.3769 | 244.3147 | 244.2526 | 244.1905 | 244.1284 | 244.0662 | 244.0041 | 243.942 | 243.8799 | 243.8178 | 243.7556 | 243.6935 | 243.6314
11BL | Total Water Available For Use | 10BL + sum (2BL:5BL) | Ml/d | 2 |  |  | 198.1132 | 197.8793 | 197.847 | 212.7885 | 212.7561 | 212.7238 | 212.6915 | 212.6592 | 227.3269 | 227.2946 | 245.3623 | 245.33 | 245.2976 | 245.2653 | 245.233 | 245.2007 | 245.1684 | 245.1361 | 243.7131 | 243.651 | 243.5889 | 243.5268 | 243.4646 | 243.4025 | 243.3404 | 243.2783 | 243.2161 | 243.154 | 243.0919 | 243.0298 | 242.9676 | 242.9055 | 242.8434 | 242.7813 | 242.7191 | 242.657 | 242.5949 | 242.5328 | 242.4707 | 242.4085 | 242.3464 | 242.2843 | 242.2221 | 242.16 | 242.0979 | 242.0358 | 241.9736 | 241.9115 | 241.8494 | 241.7873 | 241.7252 | 241.663 | 241.6009 | 241.5388
12BL | Water delivered measured non-household | Input Note - consumption & uspl | Ml/d | 2 |  |  | 29.05 | 28.7924 | 29.9924 | 29.7624 | 29.9324 | 29.8224 | 30.2024 | 30.0824 | 30.5024 | 30.0524 | 30.3724 | 30.1924 | 30.8524 | 30.5024 | 30.1824 | 30.7224 | 30.7824 | 30.5324 | 31.1824 | 30.8024 | 31.2324 | 30.5324 | 31.0524 | 31.3524 | 31.5624 | 31.3924 | 31.5324 | 31.8924 | 31.6324 | 31.5724 | 31.6124 | 32.2924 | 31.9024 | 32.3824 | 31.9924 | 33.1424 | 32.9324 | 33.2824 | 33.1024 | 33.4824 | 33.1924 | 34.0324 | 34.1724 | 33.7824 | 33.9824 | 33.9024 | 34.0824 | 34.0724 | 34.6424 | 34.8724 | 34.9624 | 35.1024 | 34.9324 | 35.1424
12.1BL | Non-potable water consumption | Input | Ml/d | 2 |  |  | 0 | 0 | 0 | 0 | 0 | 0 | 0 | 0 | 0 | 0 | 0 | 0 | 0 | 0 | 0 | 0 | 0 | 0 | 0 | 0 | 0 | 0 | 0 | 0 | 0 | 0 | 0 | 0 | 0 | 0 | 0 | 0 | 0 | 0 | 0 | 0 | 0 | 0 | 0 | 0 | 0 | 0 | 0 | 0 | 0 | 0 | 0 | 0 | 0 | 0 | 0 | 0 | 0 | 0
13BL | Water delivered unmeasured non-household | Input Note - consumption & uspl | Ml/d | 2 |  |  | 0.66 | 0.66 | 0.66 | 0.66 | 0.66 | 0.66 | 0.66 | 0.66 | 0.66 | 0.66 | 0.66 | 0.66 | 0.66 | 0.66 | 0.66 | 0.66 | 0.66 | 0.66 | 0.66 | 0.66 | 0.66 | 0.66 | 0.66 | 0.66 | 0.66 | 0.66 | 0.66 | 0.66 | 0.66 | 0.66 | 0.66 | 0.66 | 0.66 | 0.66 | 0.66 | 0.66 | 0.66 | 0.66 | 0.66 | 0.66 | 0.66 | 0.66 | 0.66 | 0.66 | 0.66 | 0.66 | 0.66 | 0.66 | 0.66 | 0.66 | 0.66 | 0.66 | 0.66 | 0.66
14BL | Water delivered measured household | Input Note - consumption & uspl | Ml/d | 2 |  |  | 46.68 | 49.1541 | 52.2922 | 55.0802 | 56.3696 | 57.779 | 59.2484 | 60.6578 | 62.0772 | 63.3666 | 64.626 | 65.7898 | 66.9422 | 68.0246 | 69.027 | 69.9894 | 70.8817 | 71.7241 | 72.4965 | 73.2989 | 74.0913 | 74.8936 | 75.696 | 76.4984 | 77.3008 | 78.0932 | 78.8856 | 79.6779 | 80.4703 | 81.2603 | 81.6603 | 82.0403 | 82.4003 | 82.7503 | 83.1203 | 83.4703 | 83.8203 | 84.1603 | 84.5003 | 84.8503 | 85.2003 | 85.5603 | 85.9203 | 86.2903 | 86.6703 | 87.0603 | 87.4503 | 87.8303 | 88.2203 | 88.6003 | 88.9803 | 89.3703 | 89.7403 | 90.1203
15BL | Water delivered unmeasured household | Input Note - consumption & uspl | Ml/d | 2 |  |  | 131.39 | 128.2 | 124.77 | 122.17 | 122.2 | 122.19 | 122.16 | 122.13 | 122.09 | 122.01 | 121.94 | 121.89 | 121.85 | 121.82 | 121.79 | 121.74 | 121.68 | 121.62 | 121.57 | 121.55 | 121.54 | 121.54 | 121.55 | 121.57 | 121.6 | 121.62 | 121.64 | 121.67 | 121.71 | 121.75 | 121.78 | 121.82 | 121.85 | 121.88 | 121.9 | 121.93 | 121.95 | 121.97 | 122 | 122.02 | 122.04 | 122.06 | 122.07 | 122.08 | 122.08 | 122.08 | 122.08 | 122.08 | 122.08 | 122.09 | 122.1 | 122.11 | 122.12 | 122.13
16BL | Percentage of consumption driven by climate change | Input | % | 1 |  |  | 0 | 0.059566 | 0.11062 | 0.17019 | 0.22975 | 0.28932 | 0.34888 | 0.39994 | 0.45951 | 0.51907 | 0.57864 | 0.62969 | 0.68926 | 0.74882 | 0.80839 | 0.86796 | 0.91901 | 0.97858 | 1.0381 | 1.0952 | 1.1546 | 1.2133 | 1.267 | 1.3238 | 1.3833 | 1.4425 | 1.5012 | 1.5548 | 1.6114 | 1.6707 | 1.7298 | 1.7883 | 1.8419 | 1.8983 | 1.9573 | 2.0163 | 2.0747 | 2.1284 | 2.1845 | 2.2433 | 2.3021 | 2.3604 | 2.4143 | 2.47 | 2.5285 | 2.5872 | 2.6454 | 2.6994 | 2.7548 | 2.813 | 2.8716 | 2.9297 | 2.984 | 3.039
17BL | Volume of consumption driven by climate change | 16BL * (12BL + sum(13BL:15BL) - sum (23BL:26BL)) | Ml/d | 2 |  |  | 0 | 11.568 | 21.5132 | 33.0916 | 45.0159 | 57.0597 | 69.4421 | 80.108 | 92.8659 | 105.2982 | 118.2551 | 129.2773 | 142.7278 | 155.5884 | 168.492 | 182.1679 | 193.7037 | 206.7797 | 220.7904 | 233.3708 | 247.417 | 260.1374 | 273.3343 | 287.0627 | 301.4116 | 315.2463 | 329.4909 | 343.1004 | 356.5038 | 370.9144 | 384.8483 | 399.8329 | 411.8259 | 426.0506 | 439.3129 | 455.6332 | 469.1597 | 482.8165 | 495.9461 | 510.9849 | 524.5718 | 540.7291 | 554.2941 | 567.0692 | 581.971 | 596.2882 | 611.2026 | 624.6823 | 640.1519 | 655.4177 | 670.4472 | 685.587 | 698.9158 | 713.6308
18BL | Measured Household - PCC | ((14BL - 25BL) * 1,000,000) / (39BL *1,000) | l/h/d | 1 |  |  | 188.3572 | 192.3614 | 191.742 | 190.946 | 189.8379 | 188.7456 | 187.729 | 186.776 | 185.9804 | 185.3723 | 184.8049 | 184.313 | 183.8596 | 183.4458 | 183.1132 | 182.876 | 182.6397 | 182.5144 | 182.4005 | 182.2374 | 182.0712 | 181.9163 | 181.751 | 181.5618 | 181.3771 | 181.2219 | 181.0838 | 180.9222 | 180.7468 | 180.5827 | 180.5935 | 180.6252 | 180.6478 | 180.668 | 180.7389 | 180.7964 | 180.8491 | 180.8867 | 180.9365 | 180.9963 | 181.0474 | 181.1044 | 181.1444 | 181.2107 | 181.2908 | 181.3723 | 181.4449 | 181.5029 | 181.5744 | 181.6353 | 181.6996 | 181.7812 | 181.8267 | 181.8894
19BL | Unmeasured Household - PCC | ((15BL - 26BL) * 1,000,000) / (40BL *1,000) | l/h/d | 1 |  |  | 242.7581 | 241.332 | 238.7791 | 237.9598 | 238.2426 | 238.5568 | 238.8798 | 239.1989 | 239.568 | 240.03 | 240.4149 | 240.7477 | 241.0825 | 241.4191 | 241.7518 | 242.1097 | 242.4837 | 242.8695 | 243.2473 | 243.4989 | 243.7724 | 244.016 | 244.2293 | 244.4019 | 244.5751 | 244.7688 | 244.9576 | 245.0999 | 245.2166 | 245.3333 | 245.5126 | 245.6871 | 245.8351 | 246.0043 | 246.1838 | 246.4007 | 246.5859 | 246.7555 | 246.9255 | 247.1007 | 247.2867 | 247.4729 | 247.6645 | 247.8776 | 248.1069 | 248.3526 | 248.5828 | 248.792 | 248.9961 | 249.2114 | 249.4162 | 249.6159 | 249.8051 | 249.9838
20BL | Average Household - PCC | (((14BL - 25BL) + (15BL - 26BL)) * 1,000,000) / ((39BL + 40BL) *1,000) | l/h/d | 1 |  |  | 226.3597 | 225.9751 | 223.2668 | 221.6386 | 221.0792 | 220.4974 | 219.9201 | 219.3658 | 218.893 | 218.5711 | 218.224 | 217.901 | 217.5956 | 217.3225 | 217.1013 | 216.9442 | 216.8075 | 216.7422 | 216.6938 | 216.5523 | 216.4225 | 216.2818 | 216.1214 | 215.929 | 215.7402 | 215.5775 | 215.4214 | 215.2317 | 215.0236 | 214.8223 | 214.8299 | 214.8529 | 214.8613 | 214.8802 | 214.927 | 214.9889 | 215.0322 | 215.0618 | 215.1001 | 215.143 | 215.1858 | 215.2299 | 215.2653 | 215.3233 | 215.393 | 215.4687 | 215.5324 | 215.5802 | 215.6317 | 215.6854 | 215.7366 | 215.7937 | 215.829 | 215.8679
21BL | Water taken unbilled | Input | Ml/d | 2 |  |  | 2.62 | 2.62 | 2.62 | 2.62 | 2.62 | 2.62 | 2.62 | 2.62 | 2.62 | 2.62 | 2.62 | 2.62 | 2.62 | 2.62 | 2.62 | 2.62 | 2.62 | 2.62 | 2.62 | 2.62 | 2.62 | 2.62 | 2.62 | 2.62 | 2.62 | 2.62 | 2.62 | 2.62 | 2.62 | 2.62 | 2.62 | 2.62 | 2.62 | 2.62 | 2.62 | 2.62 | 2.62 | 2.62 | 2.62 | 2.62 | 2.62 | 2.62 | 2.62 | 2.62 | 2.62 | 2.62 | 2.62 | 2.62 | 2.62 | 2.62 | 2.62 | 2.62 | 2.62 | 2.62
22BL | Distribution system operational use | Input | Ml/d | 2 |  |  | 0.52 | 0.52 | 0.52 | 0.52 | 0.52 | 0.52 | 0.52 | 0.52 | 0.52 | 0.52 | 0.52 | 0.52 | 0.52 | 0.52 | 0.52 | 0.52 | 0.52 | 0.52 | 0.52 | 0.52 | 0.52 | 0.52 | 0.52 | 0.52 | 0.52 | 0.52 | 0.52 | 0.52 | 0.52 | 0.52 | 0.52 | 0.52 | 0.52 | 0.52 | 0.52 | 0.52 | 0.52 | 0.52 | 0.52 | 0.52 | 0.52 | 0.52 | 0.52 | 0.52 | 0.52 | 0.52 | 0.52 | 0.52 | 0.52 | 0.52 | 0.52 | 0.52 | 0.52 | 0.52
23BL | Measured Non Household - USPL | Input | Ml/d | 2 |  |  | 0.6 | 0.6 | 0.6 | 0.6 | 0.6 | 0.6 | 0.6 | 0.6 | 0.6 | 0.6 | 0.6 | 0.6 | 0.6 | 0.6 | 0.6 | 0.6 | 0.6 | 0.6 | 0.6 | 0.6 | 0.6 | 0.6 | 0.6 | 0.6 | 0.6 | 0.6 | 0.6 | 0.6 | 0.6 | 0.6 | 0.6 | 0.6 | 0.6 | 0.6 | 0.6 | 0.6 | 0.6 | 0.6 | 0.6 | 0.6 | 0.6 | 0.6 | 0.6 | 0.6 | 0.6 | 0.6 | 0.6 | 0.6 | 0.6 | 0.6 | 0.6 | 0.6 | 0.6 | 0.6
24BL | Unmeasured Non Household - USPL | Input | Ml/d | 2 |  |  | 0.05 | 0.05 | 0.05 | 0.05 | 0.05 | 0.05 | 0.05 | 0.05 | 0.05 | 0.05 | 0.05 | 0.05 | 0.05 | 0.05 | 0.05 | 0.05 | 0.05 | 0.05 | 0.05 | 0.05 | 0.05 | 0.05 | 0.05 | 0.05 | 0.05 | 0.05 | 0.05 | 0.05 | 0.05 | 0.05 | 0.05 | 0.05 | 0.05 | 0.05 | 0.05 | 0.05 | 0.05 | 0.05 | 0.05 | 0.05 | 0.05 | 0.05 | 0.05 | 0.05 | 0.05 | 0.05 | 0.05 | 0.05 | 0.05 | 0.05 | 0.05 | 0.05 | 0.05 | 0.05
25BL | Measured Household - USPL | Input | Ml/d | 2 |  |  | 5.07 | 5 | 5.71 | 5.83 | 5.83 | 5.83 | 5.83 | 5.83 | 5.83 | 5.83 | 5.83 | 5.83 | 5.83 | 5.83 | 5.83 | 5.83 | 5.83 | 5.83 | 5.83 | 5.83 | 5.83 | 5.83 | 5.83 | 5.83 | 5.83 | 5.83 | 5.83 | 5.83 | 5.83 | 5.83 | 5.83 | 5.83 | 5.83 | 5.83 | 5.83 | 5.83 | 5.83 | 5.83 | 5.83 | 5.83 | 5.83 | 5.83 | 5.83 | 5.83 | 5.83 | 5.83 | 5.83 | 5.83 | 5.83 | 5.83 | 5.83 | 5.83 | 5.83 | 5.83
26BL | Unmeasured Household - USPL | Input | Ml/d | 2 |  |  | 7.11 | 6.95 | 6.88 | 6.75 | 6.75 | 6.75 | 6.75 | 6.75 | 6.75 | 6.75 | 6.75 | 6.75 | 6.75 | 6.75 | 6.75 | 6.75 | 6.75 | 6.75 | 6.75 | 6.75 | 6.75 | 6.75 | 6.75 | 6.75 | 6.75 | 6.75 | 6.75 | 6.75 | 6.75 | 6.75 | 6.75 | 6.75 | 6.75 | 6.75 | 6.75 | 6.75 | 6.75 | 6.75 | 6.75 | 6.75 | 6.75 | 6.75 | 6.75 | 6.75 | 6.75 | 6.75 | 6.75 | 6.75 | 6.75 | 6.75 | 6.75 | 6.75 | 6.75 | 6.75
27BL | Void Properties - USPL | Input | Ml/d | 2 |  |  | 0.4 | 0.4 | 0.4 | 0.4 | 0.4 | 0.4 | 0.4 | 0.4 | 0.4 | 0.4 | 0.4 | 0.4 | 0.4 | 0.4 | 0.4 | 0.4 | 0.4 | 0.4 | 0.4 | 0.4 | 0.4 | 0.4 | 0.4 | 0.4 | 0.4 | 0.4 | 0.4 | 0.4 | 0.4 | 0.4 | 0.4 | 0.4 | 0.4 | 0.4 | 0.4 | 0.4 | 0.4 | 0.4 | 0.4 | 0.4 | 0.4 | 0.4 | 0.4 | 0.4 | 0.4 | 0.4 | 0.4 | 0.4 | 0.4 | 0.4 | 0.4 | 0.4 | 0.4 | 0.4
28BL | Distribution losses | Input | Ml/d | 2 |  |  | 13.7 | 17.71 | 12.36 | 10.37 | 10.37 | 10.37 | 10.37 | 10.37 | 10.37 | 10.37 | 10.37 | 10.37 | 10.37 | 10.37 | 10.37 | 10.37 | 10.37 | 10.37 | 10.37 | 10.37 | 10.37 | 10.37 | 10.37 | 10.37 | 10.37 | 10.37 | 10.37 | 10.37 | 10.37 | 10.37 | 10.37 | 10.37 | 10.37 | 10.37 | 10.37 | 10.37 | 10.37 | 10.37 | 10.37 | 10.37 | 10.37 | 10.37 | 10.37 | 10.37 | 10.37 | 10.37 | 10.37 | 10.37 | 10.37 | 10.37 | 10.37 | 10.37 | 10.37 | 10.37
29BL | Total Leakage | sum (23BL:28BL) | Ml/d | 2 |  |  | 26.93 | 30.71 | 26 | 24 | 24 | 24 | 24 | 24 | 24 | 24 | 24 | 24 | 24 | 24 | 24 | 24 | 24 | 24 | 24 | 24 | 24 | 24 | 24 | 24 | 24 | 24 | 24 | 24 | 24 | 24 | 24 | 24 | 24 | 24 | 24 | 24 | 24 | 24 | 24 | 24 | 24 | 24 | 24 | 24 | 24 | 24 | 24 | 24 | 24 | 24 | 24 | 24 | 24 | 24
30BL | Leakage/property | (29BL * 1,000,000) / (36BL * 1,000) | l/prop/d | 2 |  |  | 83.184 | 94.3185 | 79.2379 | 72.4275 | 71.5547 | 70.6203 | 69.6727 | 68.7771 | 67.9003 | 67.1024 | 66.3428 | 65.657 | 65.0623 | 64.5119 | 64.0138 | 63.5422 | 63.0988 | 62.6946 | 62.3273 | 61.9632 | 61.6056 | 61.2552 | 60.9095 | 60.5708 | 60.1784 | 59.7929 | 59.4143 | 59.0436 | 58.6799 | 58.3238 | 58.1359 | 57.9626 | 57.796 | 57.6326 | 57.4659 | 57.3031 | 57.1435 | 56.9866 | 56.8341 | 56.6774 | 56.5186 | 56.3581 | 56.1924 | 56.0268 | 55.8549 | 55.6785 | 55.503 | 55.3321 | 55.1614 | 54.9949 | 54.8312 | 54.6676 | 54.5064 | 54.3477
31BL | Measured Non Household - properties | Input | 000's | 2 |  |  | 12.05 | 12.22 | 12.39 | 12.56 | 12.73 | 12.9 | 13.07 | 13.23 | 13.4 | 13.57 | 13.74 | 13.91 | 14.08 | 14.25 | 14.41 | 14.58 | 14.75 | 14.92 | 15.09 | 15.26 | 15.43 | 15.59 | 15.76 | 15.93 | 16.1 | 16.27 | 16.44 | 16.61 | 16.78 | 16.94 | 17.11 | 17.28 | 17.45 | 17.62 | 17.79 | 17.96 | 18.12 | 18.29 | 18.46 | 18.63 | 18.8 | 18.97 | 19.14 | 19.3 | 19.47 | 19.64 | 19.81 | 19.98 | 20.15 | 20.32 | 20.48 | 20.65 | 20.82 | 20.99
32BL | Unmeasured Non Household - properties | Input | 000's | 2 |  |  | 1.5 | 1.5 | 1.5 | 1.5 | 1.5 | 1.5 | 1.5 | 1.5 | 1.5 | 1.5 | 1.5 | 1.5 | 1.5 | 1.5 | 1.5 | 1.5 | 1.5 | 1.5 | 1.5 | 1.5 | 1.5 | 1.5 | 1.5 | 1.5 | 1.5 | 1.5 | 1.5 | 1.5 | 1.5 | 1.5 | 1.5 | 1.5 | 1.5 | 1.5 | 1.5 | 1.5 | 1.5 | 1.5 | 1.5 | 1.5 | 1.5 | 1.5 | 1.5 | 1.5 | 1.5 | 1.5 | 1.5 | 1.5 | 1.5 | 1.5 | 1.5 | 1.5 | 1.5 | 1.5
33BL | All void non-households - properties | Input | 000's | 2 |  |  | 2.46 | 2.46 | 2.46 | 2.46 | 2.46 | 2.46 | 2.46 | 2.46 | 2.46 | 2.46 | 2.46 | 2.46 | 2.46 | 2.46 | 2.46 | 2.46 | 2.46 | 2.46 | 2.46 | 2.46 | 2.46 | 2.46 | 2.46 | 2.46 | 2.46 | 2.46 | 2.46 | 2.46 | 2.46 | 2.46 | 2.46 | 2.46 | 2.46 | 2.46 | 2.46 | 2.46 | 2.46 | 2.46 | 2.46 | 2.46 | 2.46 | 2.46 | 2.46 | 2.46 | 2.46 | 2.46 | 2.46 | 2.46 | 2.46 | 2.46 | 2.46 | 2.46 | 2.46 | 2.46
34BL | Measured households - properties (excl. void) | Year before + sum (34.1BL:34.6BL) | 000's | 2 |  |  | 102.22 | 107.9888 | 114.1458 | 121.006 | 124.8776 | 129.1457 | 133.5977 | 137.9235 | 142.2597 | 146.2922 | 150.2172 | 153.8262 | 156.9974 | 159.9742 | 162.7091 | 165.3216 | 167.8058 | 170.0884 | 172.174 | 174.2664 | 176.3448 | 178.4132 | 180.467 | 182.5002 | 184.9139 | 187.3157 | 189.7029 | 192.0691 | 194.4187 | 196.7556 | 197.9157 | 198.9802 | 200.0035 | 201.0109 | 202.049 | 203.0654 | 204.075 | 205.0613 | 206.0217 | 207.0189 | 208.0393 | 209.078 | 210.1642 | 211.2661 | 212.4149 | 213.6062 | 214.7988 | 215.9648 | 217.1371 | 218.2843 | 219.4266 | 220.5672 | 221.695 | 222.8106
34.1BL | New build properties - properties | Input (new builds in each year) | 000's | 2 |  |  | 0 | 1.6928 | 2.361 | 3.0642 | 3.8716 | 4.2681 | 4.452 | 4.3258 | 4.3361 | 4.0325 | 3.925 | 3.609 | 3.1712 | 2.9768 | 2.7349 | 2.6125 | 2.4842 | 2.2826 | 2.0856 | 2.0924 | 2.0784 | 2.0684 | 2.0538 | 2.0333 | 2.4136 | 2.4018 | 2.3872 | 2.3662 | 2.3496 | 2.3369 | 1.1601 | 1.0646 | 1.0233 | 1.0073 | 1.0382 | 1.0163 | 1.0096 | 0.98625 | 0.9604 | 0.99718 | 1.0204 | 1.0387 | 1.0862 | 1.1019 | 1.1489 | 1.1912 | 1.1926 | 1.166 | 1.1723 | 1.1472 | 1.1424 | 1.1405 | 1.1279 | 1.1156
34.2BL | Meter optants - properties | Input (meter optants in each year) | 000's | 2 |  |  | 0 | 1.578 | 1.494 | 1.494 | 0 | 0 | 0 | 0 | 0 | 0 | 0 | 0 | 0 | 0 | 0 | 0 | 0 | 0 | 0 | 0 | 0 | 0 | 0 | 0 | 0 | 0 | 0 | 0 | 0 | 0 | 0 | 0 | 0 | 0 | 0 | 0 | 0 | 0 | 0 | 0 | 0 | 0 | 0 | 0 | 0 | 0 | 0 | 0 | 0 | 0 | 0 | 0 | 0 | 0
34.3BL | Compulsory metering - properties | Input (compulsory meters in each year) | 000's | 2 |  |  | 0 | 0 | 0 | 0 | 0 | 0 | 0 | 0 | 0 | 0 | 0 | 0 | 0 | 0 | 0 | 0 | 0 | 0 | 0 | 0 | 0 | 0 | 0 | 0 | 0 | 0 | 0 | 0 | 0 | 0 | 0 | 0 | 0 | 0 | 0 | 0 | 0 | 0 | 0 | 0 | 0 | 0 | 0 | 0 | 0 | 0 | 0 | 0 | 0 | 0 | 0 | 0 | 0 | 0
34.4BL | Metering on change of occupancy - properties | Input (change of occupancy meters in each year) | 000's | 2 |  |  | 0 | 2.407 | 2.302 | 2.302 | 0 | 0 | 0 | 0 | 0 | 0 | 0 | 0 | 0 | 0 | 0 | 0 | 0 | 0 | 0 | 0 | 0 | 0 | 0 | 0 | 0 | 0 | 0 | 0 | 0 | 0 | 0 | 0 | 0 | 0 | 0 | 0 | 0 | 0 | 0 | 0 | 0 | 0 | 0 | 0 | 0 | 0 | 0 | 0 | 0 | 0 | 0 | 0 | 0 | 0
34.5BL | Selective metering - properties | Input (selective meters in each year) | 000's | 2 |  |  | 0 | 0 | 0 | 0 | 0 | 0 | 0 | 0 | 0 | 0 | 0 | 0 | 0 | 0 | 0 | 0 | 0 | 0 | 0 | 0 | 0 | 0 | 0 | 0 | 0 | 0 | 0 | 0 | 0 | 0 | 0 | 0 | 0 | 0 | 0 | 0 | 0 | 0 | 0 | 0 | 0 | 0 | 0 | 0 | 0 | 0 | 0 | 0 | 0 | 0 | 0 | 0 | 0 | 0
34.6BL | Other changes to existing metering - properties | Input (other changes to meters in each year) | 000's | 2 |  |  | 0 | 0.091 | 0 | 0 | 0 | 0 | 0 | 0 | 0 | 0 | 0 | 0 | 0 | 0 | 0 | 0 | 0 | 0 | 0 | 0 | 0 | 0 | 0 | 0 | 0 | 0 | 0 | 0 | 0 | 0 | 0 | 0 | 0 | 0 | 0 | 0 | 0 | 0 | 0 | 0 | 0 | 0 | 0 | 0 | 0 | 0 | 0 | 0 | 0 | 0 | 0 | 0 | 0 | 0
34.7BL | Measured household void properties | Input | 000's | 2 |  |  | 2.29 | 2.29 | 2.29 | 2.29 | 2.29 | 2.29 | 2.29 | 2.29 | 2.29 | 2.29 | 2.29 | 2.29 | 2.29 | 2.29 | 2.29 | 2.29 | 2.29 | 2.29 | 2.29 | 2.29 | 2.29 | 2.29 | 2.29 | 2.29 | 2.29 | 2.29 | 2.29 | 2.29 | 2.29 | 2.29 | 2.29 | 2.29 | 2.29 | 2.29 | 2.29 | 2.29 | 2.29 | 2.29 | 2.29 | 2.29 | 2.29 | 2.29 | 2.29 | 2.29 | 2.29 | 2.29 | 2.29 | 2.29 | 2.29 | 2.29 | 2.29 | 2.29 | 2.29 | 2.29
35BL | Unmeasured households - properties (excl. void) | Input | 000's | 2 |  |  | 198.51 | 194.43 | 190.63 | 186.84 | 186.84 | 186.84 | 186.84 | 186.84 | 186.84 | 186.84 | 186.84 | 186.84 | 186.84 | 186.84 | 186.84 | 186.84 | 186.84 | 186.84 | 186.84 | 186.84 | 186.84 | 186.84 | 186.84 | 186.84 | 186.84 | 186.84 | 186.84 | 186.84 | 186.84 | 186.84 | 186.84 | 186.84 | 186.84 | 186.84 | 186.84 | 186.84 | 186.84 | 186.84 | 186.84 | 186.84 | 186.84 | 186.84 | 186.84 | 186.84 | 186.84 | 186.84 | 186.84 | 186.84 | 186.84 | 186.84 | 186.84 | 186.84 | 186.84 | 186.84
35.1BL | Unmeasured household void properties | Input | 000's | 2 |  |  | 4.71 | 4.71 | 4.71 | 4.71 | 4.71 | 4.71 | 4.71 | 4.71 | 4.71 | 4.71 | 4.71 | 4.71 | 4.71 | 4.71 | 4.71 | 4.71 | 4.71 | 4.71 | 4.71 | 4.71 | 4.71 | 4.71 | 4.71 | 4.71 | 4.71 | 4.71 | 4.71 | 4.71 | 4.71 | 4.71 | 4.71 | 4.71 | 4.71 | 4.71 | 4.71 | 4.71 | 4.71 | 4.71 | 4.71 | 4.71 | 4.71 | 4.71 | 4.71 | 4.71 | 4.71 | 4.71 | 4.71 | 4.71 | 4.71 | 4.71 | 4.71 | 4.71 | 4.71 | 4.71
36BL | Total Resource Zone Properties (incl. voids) | sum (31BL:34BL) + 34.7BL + 35BL + 35.1BL | 000's | 2 |  |  | 323.74 | 325.5988 | 328.1258 | 331.366 | 335.4076 | 339.8457 | 344.4677 | 348.9535 | 353.4597 | 357.6622 | 361.7572 | 365.5362 | 368.8774 | 372.0242 | 374.9191 | 377.7016 | 380.3558 | 382.8084 | 385.064 | 387.3264 | 389.5748 | 391.8032 | 394.027 | 396.2302 | 398.8139 | 401.3857 | 403.9429 | 406.4791 | 408.9987 | 411.4956 | 412.8257 | 414.0602 | 415.2535 | 416.4309 | 417.639 | 418.8254 | 419.995 | 421.1513 | 422.2817 | 423.4489 | 424.6393 | 425.848 | 427.1042 | 428.3661 | 429.6849 | 431.0462 | 432.4088 | 433.7448 | 435.0871 | 436.4043 | 437.7066 | 439.0172 | 440.315 | 441.6006
37BL | Measured Non Household - Population | Input | 000's | 2 |  |  | 12.6 | 12.74 | 12.91 | 13.07 | 13.23 | 13.34 | 13.55 | 13.78 | 14 | 14.22 | 14.43 | 14.8 | 15.06 | 15.29 | 15.46 | 15.62 | 15.77 | 15.94 | 16.12 | 16.31 | 16.52 | 16.76 | 17.02 | 17.31 | 17.59 | 17.9 | 18.22 | 18.53 | 18.83 | 19.11 | 19.36 | 19.57 | 19.75 | 19.91 | 20.05 | 20.19 | 20.3 | 20.37 | 20.42 | 20.48 | 20.52 | 20.56 | 20.62 | 20.73 | 20.88 | 21.05 | 21.21 | 21.38 | 21.53 | 21.71 | 21.89 | 22.06 | 22.23 | 22.39
38BL | Unmeasured Non Household - Population | Input | 000's | 2 |  |  | 1.57 | 1.57 | 1.57 | 1.57 | 1.57 | 1.57 | 1.57 | 1.57 | 1.57 | 1.57 | 1.57 | 1.57 | 1.57 | 1.57 | 1.57 | 1.57 | 1.57 | 1.57 | 1.57 | 1.57 | 1.57 | 1.57 | 1.57 | 1.57 | 1.57 | 1.57 | 1.57 | 1.57 | 1.57 | 1.57 | 1.57 | 1.57 | 1.57 | 1.57 | 1.57 | 1.57 | 1.57 | 1.57 | 1.57 | 1.57 | 1.57 | 1.57 | 1.57 | 1.57 | 1.57 | 1.57 | 1.57 | 1.57 | 1.57 | 1.57 | 1.57 | 1.57 | 1.57 | 1.57
39BL | Measured Household - Population | Input | 000's | 2 |  |  | 220.91 | 229.5372 | 242.9422 | 257.9272 | 266.225 | 275.2327 | 284.5505 | 293.5483 | 302.4361 | 310.3839 | 318.1517 | 325.3152 | 332.3852 | 339.0352 | 345.1252 | 350.8352 | 356.1752 | 361.0352 | 365.4952 | 370.2252 | 374.9152 | 379.6452 | 384.4052 | 389.2252 | 394.0452 | 398.7552 | 403.4352 | 408.1752 | 412.9552 | 417.7052 | 419.8952 | 421.9252 | 423.8652 | 425.7552 | 427.6352 | 429.4352 | 431.2452 | 433.0352 | 434.7952 | 436.5852 | 438.3952 | 440.2452 | 442.1352 | 444.0152 | 445.9152 | 447.8652 | 449.8352 | 451.7852 | 453.7552 | 455.6952 | 457.6252 | 459.5652 | 461.4852 | 463.4152
40BL | Unmeasured Household - Population | Input | 000's | 2 |  |  | 511.95 | 502.42 | 493.72 | 485.04 | 484.59 | 483.91 | 483.13 | 482.36 | 481.45 | 480.19 | 479.13 | 478.26 | 477.43 | 476.64 | 475.86 | 474.95 | 473.97 | 472.97 | 472.03 | 471.46 | 470.89 | 470.42 | 470.05 | 469.8 | 469.59 | 469.3 | 469.02 | 468.87 | 468.81 | 468.75 | 468.53 | 468.36 | 468.2 | 468 | 467.74 | 467.45 | 467.18 | 466.94 | 466.74 | 466.49 | 466.22 | 465.95 | 465.63 | 465.27 | 464.84 | 464.38 | 463.95 | 463.56 | 463.18 | 462.82 | 462.48 | 462.15 | 461.84 | 461.55
41BL | Total Resource Zone Population | sum (37BL:40BL) | 000's | 2 |  |  | 747.03 | 746.2672 | 751.1422 | 757.6072 | 765.615 | 774.0527 | 782.8005 | 791.2583 | 799.4561 | 806.3639 | 813.2817 | 819.9452 | 826.4452 | 832.5352 | 838.0152 | 842.9752 | 847.4852 | 851.5152 | 855.2152 | 859.5652 | 863.8952 | 868.3952 | 873.0452 | 877.9052 | 882.7952 | 887.5252 | 892.2452 | 897.1452 | 902.1652 | 907.1352 | 909.3552 | 911.4252 | 913.3852 | 915.2352 | 916.9952 | 918.6452 | 920.2952 | 921.9152 | 923.5252 | 925.1252 | 926.7052 | 928.3252 | 929.9552 | 931.5852 | 933.2052 | 934.8652 | 936.5652 | 938.2952 | 940.0352 | 941.7952 | 943.5652 | 945.3452 | 947.1252 | 948.9252
42BL | Average household occupancy rate (excl. voids) | (39BL + 40BL) / (34BL + 35BL) | h/prop | 1 |  |  | 2.4369 | 2.4203 | 2.4171 | 2.4134 | 2.4086 | 2.4025 | 2.3957 | 2.3891 | 2.3819 | 2.3732 | 2.3654 | 2.3588 | 2.3552 | 2.3519 | 2.3487 | 2.3449 | 2.3408 | 2.3366 | 2.3328 | 2.3309 | 2.3289 | 2.3273 | 2.3263 | 2.3258 | 2.3231 | 2.32 | 2.317 | 2.3147 | 2.3128 | 2.3109 | 2.3091 | 2.3075 | 2.306 | 2.3044 | 2.3024 | 2.3003 | 2.2983 | 2.2964 | 2.2948 | 2.2929 | 2.2909 | 2.2888 | 2.2865 | 2.284 | 2.2811 | 2.2781 | 2.2751 | 2.2724 | 2.2698 | 2.2672 | 2.2648 | 2.2624 | 2.2601 | 2.2579
43BL | Total Household Metering penetration (excl. voids) | 34BL / (34BL + 35BL) | % | 1 |  |  | 33.99% | 35.71% | 37.45% | 39.31% | 40.06% | 40.87% | 41.69% | 42.47% | 43.23% | 43.91% | 44.57% | 45.15% | 45.66% | 46.13% | 46.55% | 46.94% | 47.32% | 47.65% | 47.96% | 48.26% | 48.56% | 48.85% | 49.13% | 49.41% | 49.74% | 50.06% | 50.38% | 50.69% | 50.99% | 51.29% | 51.44% | 51.57% | 51.7% | 51.83% | 51.96% | 52.08% | 52.2% | 52.32% | 52.44% | 52.56% | 52.68% | 52.81% | 52.94% | 53.07% | 53.2% | 53.34% | 53.48% | 53.62% | 53.75% | 53.88% | 54.01% | 54.14% | 54.27% | 54.39%
44BL | Total Household Metering penetration (incl. voids) | (34BL) / (34BL + 34.7BL + 35BL + 35.1BL) | % | 1 |  |  | 33.22% | 34.9% | 36.61% | 38.43% | 39.18% | 39.98% | 40.8% | 41.57% | 42.33% | 43.01% | 43.66% | 44.25% | 44.75% | 45.21% | 45.63% | 46.03% | 46.4% | 46.74% | 47.04% | 47.34% | 47.64% | 47.93% | 48.21% | 48.49% | 48.82% | 49.14% | 49.46% | 49.77% | 50.07% | 50.37% | 50.52% | 50.65% | 50.78% | 50.91% | 51.04% | 51.16% | 51.29% | 51.41% | 51.52% | 51.64% | 51.77% | 51.89% | 52.02% | 52.15% | 52.29% | 52.43% | 52.56% | 52.7% | 52.83% | 52.97% | 53.1% | 53.22% | 53.35% | 53.48%
45BL | Distribution input | sum (12BL:15BL) +21BL + 22BL + 27BL + 28BL | Ml/d | 2 |  |  | 225.02 | 228.0564 | 223.6146 | 221.5825 | 223.0719 | 224.3613 | 226.1807 | 227.4401 | 229.2395 | 229.9989 | 231.5083 | 232.4422 | 234.2146 | 234.9169 | 235.5693 | 237.0217 | 237.9141 | 238.4465 | 239.8189 | 240.2212 | 241.4336 | 241.536 | 242.8684 | 243.9908 | 245.0332 | 245.6755 | 246.6279 | 247.8103 | 248.3827 | 249.1527 | 249.6227 | 250.7227 | 250.7227 | 251.5827 | 251.5827 | 253.1127 | 253.2727 | 253.9827 | 254.1727 | 254.9227 | 255.0027 | 256.2227 | 256.7327 | 256.7227 | 257.3027 | 257.6127 | 258.1827 | 258.5527 | 259.5127 | 260.1327 | 260.6127 | 261.1527 | 261.3627 | 261.9627
46BL | Target headroom (climate change component) | Input | Ml/d | 2 |  |  | 0.42 | 0.46 | 0.55 | 0.56 | 0.63 | 0.62 | 0.67 | 0.74 | 0.73 | 0.84 | 0.8 | 0.83 | 0.82 | 0.83 | 0.84 | 0.82 | 0.87 | 0.85 | 0 | 0 | 0 | 0 | 0 | 0 | 0 | 0 | 0 | 0 | 0 | 0 | 0 | 0 | 0 | 0 | 0 | 0 | 0 | 0 | 0 | 0 | 0 | 0 | 0 | 0 | 0 | 0 | 0 | 0 | 0 | 0 | 0 | 0 | 0 | 0
47BL | Target headroom (All other components) | Input | Ml/d | 2 |  |  | 5.28 | 5.25 | 5.23 | 5.24 | 5.23 | 4.88 | 5.21 | 5.18 | 5.19 | 4.67 | 4.32 | 3.99 | 3.86 | 3.85 | 3.57 | 3.47 | 3.34 | 3.37 | 3.15 | 3.05 | 2.84 | 2.77 | 2.61 | 2.62 | 2.44 | 2.36 | 2.31 | 2.23 | 2.11 | 1.92 | 2.02 | 1.94 | 1.95 | 1.9 | 1.97 | 1.98 | 1.85 | 1.94 | 2.01 | 2.01 | 1.82 | 1.78 | 1.79 | 1.95 | 1.89 | 1.76 | 1.75 | 1.89 | 1.83 | 1.87 | 1.86 | 1.91 | 1.97 | 1.72
48BL | Target Headroom | 46BL + 47BL | Ml/d | 2 |  |  | 5.7 | 5.71 | 5.78 | 5.8 | 5.86 | 5.5 | 5.88 | 5.92 | 5.92 | 5.51 | 5.12 | 4.82 | 4.68 | 4.68 | 4.41 | 4.29 | 4.21 | 4.22 | 3.15 | 3.05 | 2.84 | 2.77 | 2.61 | 2.62 | 2.44 | 2.36 | 2.31 | 2.23 | 2.11 | 1.92 | 2.02 | 1.94 | 1.95 | 1.9 | 1.97 | 1.98 | 1.85 | 1.94 | 2.01 | 2.01 | 1.82 | 1.78 | 1.79 | 1.95 | 1.89 | 1.76 | 1.75 | 1.89 | 1.83 | 1.87 | 1.86 | 1.91 | 1.97 | 1.72
49BL | Available Headroom | 11BL - 45BL | Ml/d | 2 |  |  | -26.9068 | -30.1771 | -25.7676 | -8.7941 | -10.3158 | -11.6375 | -13.4892 | -14.7809 | -1.9126 | -2.7043 | 13.8539 | 12.8878 | 11.0831 | 10.3484 | 9.6637 | 8.179 | 7.2543 | 6.6896 | 3.8943 | 3.4298 | 2.1553 | 1.9908 | 0.59625 | -0.58825 | -1.6928 | -2.3973 | -3.4118 | -4.6563 | -5.2908 | -6.1229 | -6.655 | -7.8172 | -7.8793 | -8.8014 | -8.8635 | -10.4557 | -10.6778 | -11.4499 | -11.702 | -12.5142 | -12.6563 | -13.9384 | -14.5105 | -14.5627 | -15.2048 | -15.5769 | -16.209 | -16.6412 | -17.6633 | -18.3454 | -18.8875 | -19.4897 | -19.7618 | -20.4239
49.1BL | Available non-potable balance (if applicable) | 1.1BL -12.1BL | Ml/d | 2 |  |  | 0 | 0 | 0 | 0 | 0 | 0 | 0 | 0 | 0 | 0 | 0 | 0 | 0 | 0 | 0 | 0 | 0 | 0 | 0 | 0 | 0 | 0 | 0 | 0 | 0 | 0 | 0 | 0 | 0 | 0 | 0 | 0 | 0 | 0 | 0 | 0 | 0 | 0 | 0 | 0 | 0 | 0 | 0 | 0 | 0 | 0 | 0 | 0 | 0 | 0 | 0 | 0 | 0 | 0
50BL | Supply Demand Balance |  | Ml/d | 2 |  |  | -32.6068 | -35.8871 | -31.5476 | -14.5941 | -16.1758 | -17.1375 | -19.3692 | -20.7009 | -7.8326 | -8.2143 | 8.7339 | 8.0678 | 6.4031 | 5.6684 | 5.2537 | 3.889 | 3.0443 | 2.4696 | 0.74428 | 0.37978 | -0.68473 | -0.77923 | -2.0137 | -3.2083 | -4.1328 | -4.7573 | -5.7218 | -6.8863 | -7.4008 | -8.0429 | -8.675 | -9.7572 | -9.8293 | -10.7014 | -10.8335 | -12.4357 | -12.5278 | -13.3899 | -13.712 | -14.5242 | -14.4763 | -15.7184 | -16.3005 | -16.5127 | -17.0948 | -17.3369 | -17.959 | -18.5312 | -19.4933 | -20.2154 | -20.7475 | -21.3997 | -21.7318 | -22.1439
Table 3e: DYCP - Final plan Options | Back to top of sheet
WRMP24 reference | Option type | Cat ID | Unit | Decimal places | 2019-20 | 2020-21 | 2021-22 | 2022-23 | 2023-24 | 2024-25 | 2025-26 | 2026-27 | 2027-28 | 2028-29 | 2029-30 | 2030-31 | 2031-32 | 2032-33 | 2033-34 | 2034-35 | 2035-36 | 2036-37 | 2037-38 | 2038-39 | 2039-40 | 2040-41 | 2041-42 | 2042-43 | 2043-44 | 2044-45 | 2045-46 | 2046-47 | 2047-48 | 2048-49 | 2049-50 | 2050-51 | 2051-52 | 2052-53 | 2053-54 | 2054-55 | 2055-56 | 2056-57 | 2057-58 | 2058-59 | 2059-60 | 2060-61 | 2061-62 | 2062-63 | 2063-64 | 2064-65 | 2065-66 | 2066-67 | 2067-68 | 2068-69 | 2069-70 | 2070-71 | 2071-72 | 2072-73 | 2073-74 | 2074-75 | 2075-76 | 2076-77 | 2077-78 | 2078-79 | 2079-80 | 2080-81 | 2081-82 | 2082-83 | 2083-84 | 2084-85 | 2085-86 | 2086-87 | 2087-88 | 2088-89 | 2089-90 | 2090-91 | 2091-92 | 2092-93 | 2093-94 | 2094-95 | 2095-96 | 2096-97 | 2097-98 | 2098-99 | 2099-100
1.11FP | Non potable supplies input reductions as -ve and increases as +ve | RSNPS | Ml/d | 2 |  |  | 0 | 0 | 0 | 0 | 0 | 0 | 0 | 0 | 0 | 0 | 0 | 0 | 0 | 0 | 0 | 0 | 0 | 0 | 0 | 0 | 0 | 0 | 0 | 0 | 0 | 0 | 0 | 0 | 0 | 0 | 0 | 0 | 0 | 0 | 0 | 0 | 0 | 0 | 0 | 0 | 0 | 0 | 0 | 0 | 0 | 0 | 0 | 0 | 0 | 0 | 0 | 0 | 0 | 0
2.1FP | Raw water imports | RSRWI | Ml/d | 2 |  |  | 0 | 0 | 0 | 0 | 0 | 0 | 0 | 0 | 0 | 0 | 0 | 0 | 0 | 0 | 0 | 0 | 0 | 0 | 0 | 0 | 0 | 0 | 0 | 0 | 0 | 0 | 0 | 0 | 0 | 0 | 0 | 0 | 0 | 0 | 0 | 0 | 0 | 0 | 0 | 0 | 0 | 0 | 0 | 0 | 0 | 0 | 0 | 0 | 0 | 0 | 0 | 0 | 0 | 0
3.1FP | Potable water imports input reductions as -ve | RSPWI | Ml/d | 2 |  |  | 0 | 0 | 0 | 0 | 0 | 0 | 0 | 0 | 0 | 0 | 0 | 0 | 0 | 0 | 0 | 0 | 0 | 0 | 0 | 0 | 0 | 0 | 0 | 0 | 0 | 0 | 0 | 0 | 0 | 0 | 0 | 0 | 0 | 0 | 0 | 0 | 0 | 0 | 0 | 0 | 0 | 0 | 0 | 0 | 0 | 0 | 0 | 0 | 0 | 0 | 0 | 0 | 0 | 0
4.1FP | Raw water exports input reductions as +ve and increases as -ve | RSRWE | Ml/d | 2 |  |  | 0 | 0 | 0 | 0 | 0 | 0 | 0 | 0 | 0 | 0 | 0 | 0 | 0 | -20 | -20 | -20 | -20 | -20 | -20 | -60 | -60 | -60 | -60 | -60 | -60 | -50 | -50 | -40 | -30 | -30 | -30 | -30 | -30 | -30 | -30 | -30 | -30 | -30 | -30 | -30 | -30 | -30 | -30 | -30 | -30 | -30 | -30 | -30 | -20 | -20 | -20 | -20 | -20 | -20
5.1FP | Potable water exports input reductions as +ve and increases as -ve | RSPWE | Ml/d | 2 |  |  | 3.5527e-15 | 3.5527e-15 | 3.5527e-15 | 3.5527e-15 | 3.5527e-15 | 0 | -5 | -10 | -30 | -30 | -51 | -51 | -51 | -47.9653 | -51 | -51 | -51 | -51 | -51 | -51 | -51 | -51 | -51 | -51 | -51 | -51 | -51 | -51 | -51 | -51 | -51 | -51 | -51 | -51 | -51 | -51 | -51 | -51 | -51 | -51 | -51 | -51 | -51 | -51 | -51 | -51 | -51 | -51 | -51 | -51 | -51 | -51 | -51 | -51
6.2FP | DO benefit from increase raw water abstractions | RSRWA | Ml/d | 2 |  |  | 0 | 0 | 0 | 0 | 0 | 0 | 0 | 0 | 0 | 0 | 0 | 0 | 5.5 | 25.5 | 25.5 | 25.5 | 25.5 | 25.5 | 25.5 | 65.5 | 65.5 | 65.5 | 65.5 | 65.5 | 65.5 | 65.5 | 65.5 | 65.5 | 65.5 | 65.5 | 65.5 | 65.5 | 65.5 | 65.5 | 65.5 | 65.5 | 65.5 | 65.5 | 65.5 | 65.5 | 65.5 | 65.5 | 65.5 | 65.5 | 65.5 | 65.5 | 65.5 | 65.5 | 65.5 | 65.5 | 65.5 | 65.5 | 65.5 | 65.5
6.3FP | Other options to increase deployable output | RSIPO | Ml/d | 2 |  |  | 9.434 | 9.3906 | 9.3473 | 9.3039 | 9.2605 | 9.2171 | 9.1738 | 9.1304 | 9.087 | 9.0436 | 9.0002 | 8.9569 | 9.9135 | 9.8701 | 9.8268 | 9.7834 | 9.74 | 9.6966 | 1 | 1 | 1 | 1 | 1 | 1 | 1 | 1 | 1 | 1 | 1 | 1 | 1 | 1 | 1 | 1 | 1 | 1 | 1 | 1 | 1 | 1 | 1 | 1 | 1 | 1 | 1 | 1 | 1 | 1 | 1 | 1 | 1 | 1 | 1 | 1
7.01FP | DO benefit from supply side drought measures | RSDPS | Ml/d | 2 |  |  | 3.8 | 3.8 | 3.8 | 3.8 | 3.8 | 3.8 | 3.8 | 3.8 | 3.8 | 3.8 | 3.8 | 3.8 | 3.8 | 3.8 | 3.8 | 3.8 | 3.8 | 3.8 | 3.8 | 3.8 | 0 | 0 | 0 | 0 | 0 | 0 | 0 | 0 | 0 | 0 | 0 | 0 | 0 | 0 | 0 | 0 | 0 | 0 | 0 | 0 | 0 | 0 | 0 | 0 | 0 | 0 | 0 | 0 | 0 | 0 | 0 | 0 | 0 | 0
7.02FP | DO benefit from demand side drought measures | RSDPD | Ml/d | 2 |  |  | 24 | 24 | 24 | 24 | 24 | 24 | 24 | 24 | 24 | 24 | 24 | 24 | 24 | 24 | 24 | 24 | 24 | 24 | 24 | 24 | 24 | 24 | 24 | 24 | 24 | 24 | 24 | 24 | 24 | 24 | 24 | 24 | 24 | 24 | 24 | 24 | 24 | 24 | 24 | 24 | 24 | 24 | 24 | 24 | 24 | 24 | 24 | 24 | 24 | 24 | 24 | 24 | 24 | 24
8.1FP | Reduce raw water losses and operational use input as -ve | RSLOU | Ml/d | 2 |  |  | 0 | 0 | 0 | 0 | 0 | 0 | 0 | 0 | 0 | 0 | 0 | 0 | 0 | 0 | 0 | 0 | 0 | 0 | 0 | 0 | 0 | 0 | 0 | 0 | 0 | 0 | 0 | 0 | 0 | 0 | 0 | 0 | 0 | 0 | 0 | 0 | 0 | 0 | 0 | 0 | 0 | 0 | 0 | 0 | 0 | 0 | 0 | 0 | 0 | 0 | 0 | 0 | 0 | 0
8.2FP | Reduce treatment works losses input as -ve | PSTWL | Ml/d | 2 |  |  | 0 | 0 | 0 | 0 | 0 | 0 | 0 | 0 | 0 | 0 | 0 | 0 | 0 | 0 | 0 | 0 | 0 | 0 | 0 | 0 | 0 | 0 | 0 | 0 | 0 | 0 | 0 | 0 | 0 | 0 | 0 | 0 | 0 | 0 | 0 | 0 | 0 | 0 | 0 | 0 | 0 | 0 | 0 | 0 | 0 | 0 | 0 | 0 | 0 | 0 | 0 | 0 | 0 | 0
9.1FP | Reduce outages input as -ve | PSROU | Ml/d | 2 |  |  | 0 | 0 | 0 | 0 | 0 | 0 | 0 | 0 | 0 | 0 | 0 | 0 | 0 | 0 | 0 | 0 | 0 | 0 | 0 | 0 | 0 | 0 | 0 | 0 | 0 | 0 | 0 | 0 | 0 | 0 | 0 | 0 | 0 | 0 | 0 | 0 | 0 | 0 | 0 | 0 | 0 | 0 | 0 | 0 | 0 | 0 | 0 | 0 | 0 | 0 | 0 | 0 | 0 | 0
12.2FP | Change volume delivered to measured non households input reductions as -ve, line to include both measured non-household consumption and USPL options | CVMNH | Ml/d | 2 |  |  | 0 | 0 | 0 | 0 | -0.3767 | -1.5015 | -2.5168 | -2.9838 | -3.4377 | -3.5226 | -3.6075 | -3.6924 | -3.7521 | -3.7675 | -3.7828 | -3.7954 | -3.808 | -3.8206 | -3.8332 | -3.8458 | -3.8584 | -3.871 | -3.8836 | -3.8962 | -3.9088 | -3.9214 | -3.934 | -3.9466 | -3.9592 | -3.9718 | -3.9844 | -3.997 | -4.0072 | -4.0072 | -4.0072 | -4.0072 | -4.0072 | -4.0072 | -4.0072 | -4.0072 | -4.0072 | -4.0072 | -4.0072 | -4.0072 | -4.0072 | -4.0072 | -4.0072 | -4.0072 | -4.0072 | -4.0072 | -4.0072 | -4.0072 | -4.0072 | -4.0072
13.1FP | Change volume delivered to unmeasured non households input reductions as -ve, line to include both unmeasured non-household consumption and USPL options | CVUNH | Ml/d | 2 |  |  | 0 | 0 | 0 | 0 | 0 | 0 | 0 | 0 | 0 | 0 | 0 | 0 | 0 | 0 | 0 | 0 | 0 | 0 | 0 | 0 | 0 | 0 | 0 | 0 | 0 | 0 | 0 | 0 | 0 | 0 | 0 | 0 | 0 | 0 | 0 | 0 | 0 | 0 | 0 | 0 | 0 | 0 | 0 | 0 | 0 | 0 | 0 | 0 | 0 | 0 | 0 | 0 | 0 | 0
14.1FP | Change volume delivered to measured households input reductions as -ve, line to include both measured household consumption and USPL options | CVMHH | Ml/d | 2 |  |  | 0 | 0 | 0 | 0 | 0.24924 | 1.107 | 6.9218 | 16.7172 | 30.3535 | 45.9478 | 60.6971 | 71.33 | 67.7448 | 66.3576 | 62.927 | 61.5255 | 60.1959 | 58.8127 | 57.4485 | 56.2055 | 55.1286 | 54.0397 | 52.9411 | 51.8279 | 51.0254 | 50.2217 | 49.4109 | 48.5893 | 47.7585 | 47.6431 | 47.5791 | 47.5177 | 47.4581 | 47.4009 | 47.345 | 47.2921 | 47.2386 | 47.1841 | 47.1294 | 47.0755 | 47.0213 | 47.0313 | 46.9117 | 46.8586 | 46.806 | 46.7533 | 46.6991 | 46.6443 | 46.5889 | 46.5335 | 46.4782 | 46.4218 | 46.3654 | 46.3084
15.1FP | Change volume delivered to unmeasured households input reductions as -ve, line to include both unmeasured household consumption and USPL options | CVUHH | Ml/d | 2 |  |  | 0 | 0 | 0 | 0 | -1.1007 | -3.0534 | -11.5613 | -25.3318 | -44.187 | -66.0507 | -86.8736 | -102.8047 | -102.9124 | -103.0182 | -103.1586 | -103.297 | -103.4292 | -103.5685 | -103.707 | -103.8358 | -103.9468 | -104.0591 | -104.1726 | -104.2872 | -104.3711 | -104.4559 | -104.5414 | -104.6273 | -104.7137 | -104.7271 | -104.7358 | -104.7437 | -104.7514 | -104.7591 | -104.7669 | -104.7747 | -104.7823 | -104.7896 | -104.7968 | -104.8042 | -104.8118 | -104.812 | -104.8272 | -104.8351 | -104.8433 | -104.8517 | -104.86 | -104.8681 | -104.8759 | -104.8838 | -104.8917 | -104.8992 | -104.9068 | -104.9143
21.1FP | Options to reduce water taken unbilled input as -ve | CSWTU | Ml/d | 2 |  |  | 0 | 0 | 0 | 0 | 0 | 0 | 0 | 0 | 0 | 0 | 0 | 0 | 0 | 0 | 0 | 0 | 0 | 0 | 0 | 0 | 0 | 0 | 0 | 0 | 0 | 0 | 0 | 0 | 0 | 0 | 0 | 0 | 0 | 0 | 0 | 0 | 0 | 0 | 0 | 0 | 0 | 0 | 0 | 0 | 0 | 0 | 0 | 0 | 0 | 0 | 0 | 0 | 0 | 0
22.1FP | Reduce distribution system operational use (DSOU) input as -ve | DSDOU | Ml/d | 2 |  |  | 0 | 0 | 0 | 0 | 0 | 0 | 0 | 0 | 0 | 0 | 0 | 0 | 0 | 0 | 0 | 0 | 0 | 0 | 0 | 0 | 0 | 0 | 0 | 0 | 0 | 0 | 0 | 0 | 0 | 0 | 0 | 0 | 0 | 0 | 0 | 0 | 0 | 0 | 0 | 0 | 0 | 0 | 0 | 0 | 0 | 0 | 0 | 0 | 0 | 0 | 0 | 0 | 0 | 0
23.1FP | Options impacting on measured Non Household - USPL input reductions as -ve | CUMNH | Ml/d | 2 |  |  | 0 | 0 | 0 | 0 | 0 | 0 | 0 | 0 | 0 | -0.0126 | -0.0252 | -0.0378 | -0.0504 | -0.063 | -0.0756 | -0.0882 | -0.1008 | -0.1134 | -0.126 | -0.1386 | -0.1512 | -0.1638 | -0.1764 | -0.189 | -0.2016 | -0.2142 | -0.2268 | -0.2394 | -0.252 | -0.2646 | -0.2772 | -0.2898 | -0.3 | -0.3 | -0.3 | -0.3 | -0.3 | -0.3 | -0.3 | -0.3 | -0.3 | -0.3 | -0.3 | -0.3 | -0.3 | -0.3 | -0.3 | -0.3 | -0.3 | -0.3 | -0.3 | -0.3 | -0.3 | -0.3
24.1FP | Options impacting on unmeasured Non Household - USPL input reductions as -ve | CUUNH | Ml/d | 2 |  |  | 0 | 0 | 0 | 0 | 0 | 0 | 0 | 0 | 0 | 0 | 0 | 0 | 0 | 0 | 0 | 0 | 0 | 0 | 0 | 0 | 0 | 0 | 0 | 0 | 0 | 0 | 0 | 0 | 0 | 0 | 0 | 0 | 0 | 0 | 0 | 0 | 0 | 0 | 0 | 0 | 0 | 0 | 0 | 0 | 0 | 0 | 0 | 0 | 0 | 0 | 0 | 0 | 0 | 0
25.1FP | Options impacting on measured Household - USPL input reductions as -ve | CUMHH | Ml/d | 2 |  |  | 0 | 0 | 0 | 0 | 0 | 0.0229 | 0.1957 | 0.4896 | 0.9006 | 1.3803 | 1.8414 | 2.1319 | 1.6048 | 1.5289 | 1.5289 | 1.5289 | 1.5289 | 1.5289 | 1.5289 | 1.5289 | 1.5289 | 1.5289 | 1.5289 | 1.5289 | 1.5289 | 1.5289 | 1.5289 | 1.5289 | 1.5289 | 1.5289 | 1.5289 | 1.5289 | 1.5289 | 1.5289 | 1.5289 | 1.5289 | 1.5289 | 1.5289 | 1.5289 | 1.5289 | 1.5289 | 1.5289 | 1.5289 | 1.5289 | 1.5289 | 1.5289 | 1.5289 | 1.5289 | 1.5289 | 1.5289 | 1.5289 | 1.5289 | 1.5289 | 1.5289
26.1FP | Options impacting on unmeasured Household - USPL input reductions as -ve | CUUHH | Ml/d | 2 |  |  | 0 | 0 | 0 | 0 | 0 | -0.0579 | -0.4947 | -1.2374 | -2.2763 | -3.489 | -4.6545 | -5.5603 | -5.5603 | -5.5603 | -5.5603 | -5.5603 | -5.5603 | -5.5603 | -5.5603 | -5.5603 | -5.5603 | -5.5603 | -5.5603 | -5.5603 | -5.5603 | -5.5603 | -5.5603 | -5.5603 | -5.5603 | -5.5603 | -5.5603 | -5.5603 | -5.5603 | -5.5603 | -5.5603 | -5.5603 | -5.5603 | -5.5603 | -5.5603 | -5.5603 | -5.5603 | -5.5603 | -5.5603 | -5.5603 | -5.5603 | -5.5603 | -5.5603 | -5.5603 | -5.5603 | -5.5603 | -5.5603 | -5.5603 | -5.5603 | -5.5603
27.1FP | Options impacting on Void properties - USPL input reductions as -ve | CUVPP | Ml/d | 2 |  |  | 0 | 0 | 0 | 0 | 0 | 0 | 0 | 0 | 0 | 0 | 0 | 0 | 0 | 0 | 0 | 0 | 0 | 0 | 0 | 0 | 0 | 0 | 0 | 0 | 0 | 0 | 0 | 0 | 0 | 0 | 0 | 0 | 0 | 0 | 0 | 0 | 0 | 0 | 0 | 0 | 0 | 0 | 0 | 0 | 0 | 0 | 0 | 0 | 0 | 0 | 0 | 0 | 0 | 0
28.1FP | Reduce distribution losses input as -ve | DSRDL | Ml/d | 2 |  |  | 0 | 0 | 0 | 0 | -1.9954 | -1.5687 | -1.662 | -2.2518 | -2.3699 | -2.4414 | -2.3459 | -2.2542 | -2.066 | -2.214 | -2.5126 | -2.8613 | -3.21 | -3.5587 | -3.8674 | -3.9274 | -3.9974 | -4.0674 | -4.1274 | -4.1974 | -4.2674 | -4.3374 | -4.3974 | -4.4574 | -4.5274 | -4.5974 | -4.6574 | -4.7174 | -4.7874 | -4.8474 | -4.9074 | -4.9674 | -5.0474 | -5.1174 | -5.1874 | -5.2674 | -5.3374 | -5.4074 | -5.4874 | -5.5574 | -5.6274 | -5.6974 | -5.7674 | -5.8374 | -5.9074 | -5.9774 | -6.0474 | -6.1174 | -6.1874 | -6.2574
Table 3f: DYCP - Final plan | Back to top of sheet
WRMP24 reference | Component | Derivation | Unit | Decimal places | 2019-20 | 2020-21 | 2021-22 | 2022-23 | 2023-24 | 2024-25 | 2025-26 | 2026-27 | 2027-28 | 2028-29 | 2029-30 | 2030-31 | 2031-32 | 2032-33 | 2033-34 | 2034-35 | 2035-36 | 2036-37 | 2037-38 | 2038-39 | 2039-40 | 2040-41 | 2041-42 | 2042-43 | 2043-44 | 2044-45 | 2045-46 | 2046-47 | 2047-48 | 2048-49 | 2049-50 | 2050-51 | 2051-52 | 2052-53 | 2053-54 | 2054-55 | 2055-56 | 2056-57 | 2057-58 | 2058-59 | 2059-60 | 2060-61 | 2061-62 | 2062-63 | 2063-64 | 2064-65 | 2065-66 | 2066-67 | 2067-68 | 2068-69 | 2069-70 | 2070-71 | 2071-72 | 2072-73 | 2073-74 | 2074-75 | 2075-76 | 2076-77 | 2077-78 | 2078-79 | 2079-80 | 2080-81 | 2081-82 | 2082-83 | 2083-84 | 2084-85 | 2085-86 | 2086-87 | 2087-88 | 2088-89 | 2089-90 | 2090-91 | 2091-92 | 2092-93 | 2093-94 | 2094-95 | 2095-96 | 2096-97 | 2097-98 | 2098-99 | 2099-100
1FP | Raw water abstracted | Input | Ml/d | 2 |  |  | 259.2848 | 262.5228 | 258.0809 | 256.0751 | 254.341 | 253.8373 | 251.855 | 245.8711 | 244.091 | 238.4246 | 254.871 | 250.5135 | 248.7214 | 264.7328 | 264.5349 | 264.0861 | 263.1554 | 261.8039 | 261.3524 | 300.3103 | 300.2522 | 299.0709 | 299.1186 | 298.9305 | 299.0038 | 288.6751 | 288.6586 | 278.8609 | 268.4336 | 268.9921 | 269.3168 | 270.2749 | 270.1274 | 270.8625 | 270.7388 | 272.1481 | 272.167 | 272.7452 | 272.8033 | 273.412 | 273.3602 | 274.5199 | 274.8152 | 274.6742 | 275.1234 | 275.3023 | 275.7397 | 275.9769 | 266.8036 | 267.2903 | 267.6371 | 268.0433 | 268.1193 | 268.5848
1.1FP | Non-potable water supplies | 1.1BL + 1.11FP | Ml/d | 2 |  |  | 0 | 0 | 0 | 0 | 0 | 0 | 0 | 0 | 0 | 0 | 0 | 0 | 0 | 0 | 0 | 0 | 0 | 0 | 0 | 0 | 0 | 0 | 0 | 0 | 0 | 0 | 0 | 0 | 0 | 0 | 0 | 0 | 0 | 0 | 0 | 0 | 0 | 0 | 0 | 0 | 0 | 0 | 0 | 0 | 0 | 0 | 0 | 0 | 0 | 0 | 0 | 0 | 0 | 0
2FP | Raw water imported | 2BL + 2.1FP | Ml/d | 2 |  |  | 0 | 0 | 0 | 0 | 0 | 0 | 0 | 0 | 0 | 0 | 0 | 0 | 0 | 0 | 0 | 0 | 0 | 0 | 0 | 0 | 0 | 0 | 0 | 0 | 0 | 0 | 0 | 0 | 0 | 0 | 0 | 0 | 0 | 0 | 0 | 0 | 0 | 0 | 0 | 0 | 0 | 0 | 0 | 0 | 0 | 0 | 0 | 0 | 0 | 0 | 0 | 0 | 0 | 0
3FP | Potable water imported | 3BL + 3.1FP | Ml/d | 2 |  |  | 0 | 0 | 0 | 0 | 0 | 0 | 0 | 0 | 0 | 0 | 0 | 0 | 0 | 0 | 0 | 0 | 0 | 0 | 0 | 0 | 0 | 0 | 0 | 0 | 0 | 0 | 0 | 0 | 0 | 0 | 0 | 0 | 0 | 0 | 0 | 0 | 0 | 0 | 0 | 0 | 0 | 0 | 0 | 0 | 0 | 0 | 0 | 0 | 0 | 0 | 0 | 0 | 0 | 0
4FP | Raw water exported enter as -ve | 4BL + 4.1FP | Ml/d | 2 |  |  | 0 | 0 | 0 | 0 | 0 | 0 | 0 | 0 | 0 | 0 | 0 | 0 | 0 | -20 | -20 | -20 | -20 | -20 | -20 | -60 | -60 | -60 | -60 | -60 | -60 | -50 | -50 | -40 | -30 | -30 | -30 | -30 | -30 | -30 | -30 | -30 | -30 | -30 | -30 | -30 | -30 | -30 | -30 | -30 | -30 | -30 | -30 | -30 | -20 | -20 | -20 | -20 | -20 | -20
5FP | Potable water exported enter as -ve | 5BL + 5.1FP | Ml/d | 2 |  |  | -31.8648 | -32.0664 | -32.0664 | -17.0926 | -17.0926 | -17.0926 | -22.0926 | -27.0926 | -32.0926 | -32.0926 | -53.0926 | -53.0926 | -53.0926 | -50.0579 | -53.0926 | -53.0926 | -53.0926 | -53.0926 | -53.0926 | -53.0926 | -53.0926 | -53.0926 | -53.0926 | -53.0926 | -53.0926 | -53.0926 | -53.0926 | -53.0926 | -53.0926 | -53.0926 | -53.0926 | -53.0926 | -53.0926 | -53.0926 | -53.0926 | -53.0926 | -53.0926 | -53.0926 | -53.0926 | -53.0926 | -53.0926 | -53.0926 | -53.0926 | -53.0926 | -53.0926 | -53.0926 | -53.0926 | -53.0926 | -53.0926 | -53.0926 | -53.0926 | -53.0926 | -53.0926 | -53.0926
6.1FP | Deployable Output post forecast changes | 6.1BL + 6.2FP + 6.3FP +7.01FP +7.02FP | Ml/d | 2 |  |  | 276.212 | 276.1363 | 276.0606 | 275.9849 | 275.9093 | 275.8336 | 275.7579 | 275.6822 | 275.6065 | 275.5308 | 293.5551 | 293.4794 | 299.9038 | 319.8281 | 319.7524 | 319.6767 | 319.601 | 319.5253 | 309.3057 | 349.2436 | 345.3815 | 345.3194 | 345.2572 | 345.1951 | 345.133 | 345.0709 | 345.0087 | 344.9466 | 344.8845 | 344.8224 | 344.7602 | 344.6981 | 344.636 | 344.5739 | 344.5117 | 344.4496 | 344.3875 | 344.3254 | 344.2633 | 344.2011 | 344.139 | 344.0769 | 344.0147 | 343.9526 | 343.8905 | 343.8284 | 343.7662 | 343.7041 | 343.642 | 343.5799 | 343.5178 | 343.4556 | 343.3935 | 343.3314
8FP | Raw water losses, treatment works losses and operational use | 8BL + 8.1FP + 8.2FP | Ml/d | 2 |  |  | 2.4 | 2.4 | 2.4 | 2.4 | 2.4 | 2.4 | 2.4 | 2.4 | 2.4 | 2.4 | 2.4 | 2.4 | 2.4 | 2.4 | 2.4 | 2.4 | 2.4 | 2.4 | 2.4 | 2.4 | 2.4 | 2.4 | 2.4 | 2.4 | 2.4 | 2.4 | 2.4 | 2.4 | 2.4 | 2.4 | 2.4 | 2.4 | 2.4 | 2.4 | 2.4 | 2.4 | 2.4 | 2.4 | 2.4 | 2.4 | 2.4 | 2.4 | 2.4 | 2.4 | 2.4 | 2.4 | 2.4 | 2.4 | 2.4 | 2.4 | 2.4 | 2.4 | 2.4 | 2.4
9FP | Total Outage Allowance | 9BL + 9.1FP | Ml/d | 2 |  |  | 6.6 | 6.6 | 6.6 | 6.6 | 6.6 | 6.6 | 6.6 | 6.6 | 6.9 | 6.9 | 6.9 | 6.9 | 6.9 | 6.9 | 6.9 | 6.9 | 6.9 | 6.9 | 6.8 | 6.8 | 6.8 | 6.8 | 6.8 | 6.8 | 6.8 | 6.8 | 6.8 | 6.8 | 6.8 | 6.8 | 6.8 | 6.8 | 6.8 | 6.8 | 6.8 | 6.8 | 6.8 | 6.8 | 6.8 | 6.8 | 6.8 | 6.8 | 6.8 | 6.8 | 6.8 | 6.8 | 6.8 | 6.8 | 6.8 | 6.8 | 6.8 | 6.8 | 6.8 | 6.8
10FP | Water Available For Use (own sources) | (6.1FP) - (8FP + 9FP) | Ml/d | 2 |  |  | 267.212 | 267.1363 | 267.0606 | 266.9849 | 266.9093 | 266.8336 | 266.7579 | 266.6822 | 266.3065 | 266.2308 | 284.2551 | 284.1794 | 290.6038 | 310.5281 | 310.4524 | 310.3767 | 310.301 | 310.2253 | 300.1057 | 340.0436 | 336.1815 | 336.1194 | 336.0572 | 335.9951 | 335.933 | 335.8709 | 335.8087 | 335.7466 | 335.6845 | 335.6224 | 335.5602 | 335.4981 | 335.436 | 335.3739 | 335.3117 | 335.2496 | 335.1875 | 335.1254 | 335.0633 | 335.0011 | 334.939 | 334.8769 | 334.8147 | 334.7526 | 334.6905 | 334.6284 | 334.5662 | 334.5041 | 334.442 | 334.3799 | 334.3178 | 334.2556 | 334.1935 | 334.1314
11FP | Total Water Available For Use | 10FP + sum (2FP:5FP) | Ml/d | 2 |  |  | 235.3472 | 235.07 | 234.9943 | 249.8923 | 249.8166 | 249.741 | 244.6653 | 239.5896 | 234.2139 | 234.1382 | 231.1625 | 231.0868 | 237.5111 | 240.4701 | 237.3598 | 237.2841 | 237.2084 | 237.1327 | 227.0131 | 226.951 | 223.0889 | 223.0268 | 222.9646 | 222.9025 | 222.8404 | 232.7783 | 232.7161 | 242.654 | 252.5919 | 252.5298 | 252.4676 | 252.4055 | 252.3434 | 252.2813 | 252.2191 | 252.157 | 252.0949 | 252.0328 | 251.9707 | 251.9085 | 251.8464 | 251.7843 | 251.7221 | 251.66 | 251.5979 | 251.5358 | 251.4736 | 251.4115 | 261.3494 | 261.2873 | 261.2252 | 261.163 | 261.1009 | 261.0388
12FP | Water delivered measured non-household | 12BL + 12.2FP | Ml/d | 2 |  |  | 29.05 | 28.7924 | 29.9924 | 29.7624 | 29.5557 | 28.3209 | 27.6856 | 27.0986 | 27.0647 | 26.5298 | 26.7649 | 26.5 | 27.1003 | 26.7349 | 26.3996 | 26.927 | 26.9744 | 26.7118 | 27.3492 | 26.9566 | 27.374 | 26.6614 | 27.1688 | 27.4562 | 27.6536 | 27.471 | 27.5984 | 27.9458 | 27.6732 | 27.6006 | 27.628 | 28.2954 | 27.8952 | 28.3752 | 27.9852 | 29.1352 | 28.9252 | 29.2752 | 29.0952 | 29.4752 | 29.1852 | 30.0252 | 30.1652 | 29.7752 | 29.9752 | 29.8952 | 30.0752 | 30.0652 | 30.6352 | 30.8652 | 30.9552 | 31.0952 | 30.9252 | 31.1352
12.1FP | Non-potable water consumption | Input | Ml/d | 2 |  |  | 0 | 0 | 0 | 0 | 0 | 0 | 0 | 0 | 0 | 0 | 0 | 0 | 0 | 0 | 0 | 0 | 0 | 0 | 0 | 0 | 0 | 0 | 0 | 0 | 0 | 0 | 0 | 0 | 0 | 0 | 0 | 0 | 0 | 0 | 0 | 0 | 0 | 0 | 0 | 0 | 0 | 0 | 0 | 0 | 0 | 0 | 0 | 0 | 0 | 0 | 0 | 0 | 0 | 0
13FP | Water delivered unmeasured non-household | 13BL + 13.1FP | Ml/d | 2 |  |  | 0.66 | 0.66 | 0.66 | 0.66 | 0.66 | 0.66 | 0.66 | 0.66 | 0.66 | 0.66 | 0.66 | 0.66 | 0.66 | 0.66 | 0.66 | 0.66 | 0.66 | 0.66 | 0.66 | 0.66 | 0.66 | 0.66 | 0.66 | 0.66 | 0.66 | 0.66 | 0.66 | 0.66 | 0.66 | 0.66 | 0.66 | 0.66 | 0.66 | 0.66 | 0.66 | 0.66 | 0.66 | 0.66 | 0.66 | 0.66 | 0.66 | 0.66 | 0.66 | 0.66 | 0.66 | 0.66 | 0.66 | 0.66 | 0.66 | 0.66 | 0.66 | 0.66 | 0.66 | 0.66
14FP | Water delivered measured household | 14BL + 14.1FP | Ml/d | 2 |  |  | 46.68 | 49.1541 | 52.2922 | 55.0802 | 56.6188 | 58.8859 | 66.1702 | 77.3749 | 92.4306 | 109.3144 | 125.323 | 137.1198 | 134.687 | 134.3822 | 131.9539 | 131.5148 | 131.0776 | 130.5368 | 129.945 | 129.5043 | 129.2198 | 128.9334 | 128.6372 | 128.3264 | 128.3262 | 128.3149 | 128.2965 | 128.2672 | 128.2289 | 128.9034 | 129.2395 | 129.558 | 129.8584 | 130.1512 | 130.4653 | 130.7624 | 131.0589 | 131.3444 | 131.6297 | 131.9259 | 132.2216 | 132.5916 | 132.8321 | 133.1489 | 133.4763 | 133.8136 | 134.1494 | 134.4747 | 134.8092 | 135.1338 | 135.4585 | 135.7921 | 136.1057 | 136.4287
15FP | Water delivered unmeasured household | 15BL + 15.1FP | Ml/d | 2 |  |  | 131.39 | 128.2 | 124.77 | 122.17 | 121.0993 | 119.1366 | 110.5987 | 96.7982 | 77.903 | 55.9593 | 35.0664 | 19.0853 | 18.9376 | 18.8018 | 18.6314 | 18.443 | 18.2508 | 18.0515 | 17.863 | 17.7142 | 17.5932 | 17.4809 | 17.3774 | 17.2828 | 17.2289 | 17.1641 | 17.0986 | 17.0427 | 16.9963 | 17.0229 | 17.0442 | 17.0763 | 17.0986 | 17.1209 | 17.1331 | 17.1553 | 17.1677 | 17.1804 | 17.2032 | 17.2158 | 17.2282 | 17.248 | 17.2428 | 17.2449 | 17.2367 | 17.2283 | 17.22 | 17.2119 | 17.2041 | 17.2062 | 17.2083 | 17.2108 | 17.2132 | 17.2157
16FP | Percentage of consumption driven by climate change | 16BL | % | 1 |  |  | 0 | 0.059566 | 0.11062 | 0.17019 | 0.22975 | 0.28932 | 0.34888 | 0.39994 | 0.45951 | 0.51907 | 0.57864 | 0.62969 | 0.68926 | 0.74882 | 0.80839 | 0.86796 | 0.91901 | 0.97858 | 1.0381 | 1.0952 | 1.1546 | 1.2133 | 1.267 | 1.3238 | 1.3833 | 1.4425 | 1.5012 | 1.5548 | 1.6114 | 1.6707 | 1.7298 | 1.7883 | 1.8419 | 1.8983 | 1.9573 | 2.0163 | 2.0747 | 2.1284 | 2.1845 | 2.2433 | 2.3021 | 2.3604 | 2.4143 | 2.47 | 2.5285 | 2.5872 | 2.6454 | 2.6994 | 2.7548 | 2.813 | 2.8716 | 2.9297 | 2.984 | 3.039
17FP | Volume of consumption driven by climate change | 16FP * (12FP + sum(13FP:15FP) - sum (23FP:26FP)) | Ml/d | 2 |  |  | 0 | 11.568 | 21.5132 | 33.0916 | 44.7338 | 56.0723 | 67.0497 | 75.7684 | 85.5619 | 94.136 | 102.6633 | 109.3155 | 118.6631 | 128.3808 | 136.2312 | 146.1935 | 154.2698 | 163.2999 | 173.1042 | 181.5602 | 191.4272 | 199.8398 | 208.8334 | 218.0473 | 228.0669 | 237.4789 | 247.2168 | 256.476 | 265.2504 | 276.0863 | 286.5401 | 298.0754 | 306.8922 | 317.7852 | 327.5527 | 340.3836 | 350.4459 | 360.8978 | 370.6817 | 382.2094 | 392.2764 | 405.1081 | 415.2544 | 424.6681 | 436.0423 | 446.8124 | 458.2007 | 468.3865 | 480.4729 | 492.1879 | 503.6359 | 515.2156 | 525.1968 | 536.5116
18FP | Measured Household - PCC | ((14FP - 25FP) * 1,000,000) / (39FP * 1000) | l/h/d | 1 |  |  | 188.3572 | 192.3614 | 191.742 | 190.946 | 188.575 | 186.4874 | 186.0593 | 185.8729 | 184.874 | 182.1886 | 178.8603 | 175.9616 | 172.1794 | 170.7661 | 166.5373 | 165.1004 | 163.7676 | 162.3996 | 161.0323 | 159.732 | 158.6514 | 157.5436 | 156.405 | 155.2176 | 154.4277 | 153.6685 | 152.9086 | 152.1 | 151.2622 | 151.3235 | 151.4236 | 151.5175 | 151.6026 | 151.6923 | 151.824 | 151.9539 | 152.076 | 152.1793 | 152.2795 | 152.3987 | 152.5175 | 152.7189 | 152.7668 | 152.9173 | 153.0911 | 153.2739 | 153.4448 | 153.5967 | 153.7534 | 153.8976 | 154.0408 | 154.1878 | 154.3103 | 154.436
19FP | Unmeasured Household - PCC | ((15FP - 26FP) * 1,000,000) / (40FP * 1000) | l/h/d | 1 |  |  | 242.7581 | 241.332 | 238.7791 | 237.9598 | 237.4929 | 236.8429 | 234.7823 | 231.9076 | 229.2325 | 228.9801 | 236.3564 | 257.2567 | 250.8603 | 245.1868 | 239.4708 | 233.8402 | 228.4194 | 223.2795 | 218.5996 | 214.6165 | 211.1124 | 207.8562 | 204.7954 | 201.9614 | 199.7185 | 197.3784 | 195.1033 | 193.0499 | 191.1561 | 190.1992 | 189.8124 | 189.6145 | 189.3132 | 189.0444 | 188.6221 | 188.3324 | 187.9419 | 187.5909 | 187.37 | 187.0031 | 186.6306 | 186.3466 | 185.7414 | 185.2162 | 184.5572 | 183.8848 | 183.2209 | 182.5869 | 181.9643 | 181.4778 | 180.98 | 180.5214 | 180.064 | 179.6316
20FP | Average Household - PCC | (((14FP - 25FP) + (15FP - 26FP)) * 1,000,000)/ ((39FP + 40FP) * 1,000) | l/h/d | 1 |  |  | 226.3597 | 225.9751 | 223.2668 | 221.6386 | 219.9452 | 217.9795 | 214.2661 | 209.227 | 203.0006 | 195.8101 | 188.9201 | 182.9991 | 179.0532 | 177.3199 | 173.0076 | 171.2422 | 169.5846 | 167.9122 | 166.2749 | 164.7527 | 163.4708 | 162.1825 | 160.8815 | 159.5536 | 158.6393 | 157.7438 | 156.8521 | 155.9342 | 155.0034 | 154.9742 | 155.0328 | 155.1028 | 155.155 | 155.2142 | 155.2978 | 155.3924 | 155.4699 | 155.5334 | 155.6061 | 155.6825 | 155.7582 | 155.9167 | 155.9062 | 155.9964 | 156.0951 | 156.2007 | 156.2958 | 156.3759 | 156.4611 | 156.5476 | 156.6322 | 156.7234 | 156.7923 | 156.8662
21FP | Water taken unbilled | 21BL + 21.1FP | Ml/d | 2 |  |  | 2.62 | 2.62 | 2.62 | 2.62 | 2.62 | 2.62 | 2.62 | 2.62 | 2.62 | 2.62 | 2.62 | 2.62 | 2.62 | 2.62 | 2.62 | 2.62 | 2.62 | 2.62 | 2.62 | 2.62 | 2.62 | 2.62 | 2.62 | 2.62 | 2.62 | 2.62 | 2.62 | 2.62 | 2.62 | 2.62 | 2.62 | 2.62 | 2.62 | 2.62 | 2.62 | 2.62 | 2.62 | 2.62 | 2.62 | 2.62 | 2.62 | 2.62 | 2.62 | 2.62 | 2.62 | 2.62 | 2.62 | 2.62 | 2.62 | 2.62 | 2.62 | 2.62 | 2.62 | 2.62
22FP | Distribution system operational use | 22BL + 22.1FP | Ml/d | 2 |  |  | 0.52 | 0.52 | 0.52 | 0.52 | 0.52 | 0.52 | 0.52 | 0.52 | 0.52 | 0.52 | 0.52 | 0.52 | 0.52 | 0.52 | 0.52 | 0.52 | 0.52 | 0.52 | 0.52 | 0.52 | 0.52 | 0.52 | 0.52 | 0.52 | 0.52 | 0.52 | 0.52 | 0.52 | 0.52 | 0.52 | 0.52 | 0.52 | 0.52 | 0.52 | 0.52 | 0.52 | 0.52 | 0.52 | 0.52 | 0.52 | 0.52 | 0.52 | 0.52 | 0.52 | 0.52 | 0.52 | 0.52 | 0.52 | 0.52 | 0.52 | 0.52 | 0.52 | 0.52 | 0.52
23FP | Measured Non Household - USPL | 23BL + 23.1FP | Ml/d | 2 |  |  | 0.6 | 0.6 | 0.6 | 0.6 | 0.6 | 0.6 | 0.6 | 0.6 | 0.6 | 0.5874 | 0.5748 | 0.5622 | 0.5496 | 0.537 | 0.5244 | 0.5118 | 0.4992 | 0.4866 | 0.474 | 0.4614 | 0.4488 | 0.4362 | 0.4236 | 0.411 | 0.3984 | 0.3858 | 0.3732 | 0.3606 | 0.348 | 0.3354 | 0.3228 | 0.3102 | 0.3 | 0.3 | 0.3 | 0.3 | 0.3 | 0.3 | 0.3 | 0.3 | 0.3 | 0.3 | 0.3 | 0.3 | 0.3 | 0.3 | 0.3 | 0.3 | 0.3 | 0.3 | 0.3 | 0.3 | 0.3 | 0.3
24FP | Unmeasured Non Household - USPL | 24BL + 24.1FP | Ml/d | 2 |  |  | 0.05 | 0.05 | 0.05 | 0.05 | 0.05 | 0.05 | 0.05 | 0.05 | 0.05 | 0.05 | 0.05 | 0.05 | 0.05 | 0.05 | 0.05 | 0.05 | 0.05 | 0.05 | 0.05 | 0.05 | 0.05 | 0.05 | 0.05 | 0.05 | 0.05 | 0.05 | 0.05 | 0.05 | 0.05 | 0.05 | 0.05 | 0.05 | 0.05 | 0.05 | 0.05 | 0.05 | 0.05 | 0.05 | 0.05 | 0.05 | 0.05 | 0.05 | 0.05 | 0.05 | 0.05 | 0.05 | 0.05 | 0.05 | 0.05 | 0.05 | 0.05 | 0.05 | 0.05 | 0.05
25FP | Measured Household - USPL | 25BL + 25.1FP | Ml/d | 2 |  |  | 5.07 | 5 | 5.71 | 5.83 | 5.83 | 5.8529 | 6.0257 | 6.3196 | 6.7306 | 7.2103 | 7.6714 | 7.9619 | 7.4348 | 7.3589 | 7.3589 | 7.3589 | 7.3589 | 7.3589 | 7.3589 | 7.3589 | 7.3589 | 7.3589 | 7.3589 | 7.3589 | 7.3589 | 7.3589 | 7.3589 | 7.3589 | 7.3589 | 7.3589 | 7.3589 | 7.3589 | 7.3589 | 7.3589 | 7.3589 | 7.3589 | 7.3589 | 7.3589 | 7.3589 | 7.3589 | 7.3589 | 7.3589 | 7.3589 | 7.3589 | 7.3589 | 7.3589 | 7.3589 | 7.3589 | 7.3589 | 7.3589 | 7.3589 | 7.3589 | 7.3589 | 7.3589
26FP | Unmeasured Household - USPL | 26BL + 26.1BL | Ml/d | 2 |  |  | 7.11 | 6.95 | 6.88 | 6.75 | 6.75 | 6.6921 | 6.2553 | 5.5126 | 4.4737 | 3.261 | 2.0955 | 1.1897 | 1.1897 | 1.1897 | 1.1897 | 1.1897 | 1.1897 | 1.1897 | 1.1897 | 1.1897 | 1.1897 | 1.1897 | 1.1897 | 1.1897 | 1.1897 | 1.1897 | 1.1897 | 1.1897 | 1.1897 | 1.1897 | 1.1897 | 1.1897 | 1.1897 | 1.1897 | 1.1897 | 1.1897 | 1.1897 | 1.1897 | 1.1897 | 1.1897 | 1.1897 | 1.1897 | 1.1897 | 1.1897 | 1.1897 | 1.1897 | 1.1897 | 1.1897 | 1.1897 | 1.1897 | 1.1897 | 1.1897 | 1.1897 | 1.1897
27FP | Void Properties - USPL | 27BL + 27.1FP | Ml/d | 2 |  |  | 0.4 | 0.4 | 0.4 | 0.4 | 0.4 | 0.4 | 0.4 | 0.4 | 0.4 | 0.4 | 0.4 | 0.4 | 0.4 | 0.4 | 0.4 | 0.4 | 0.4 | 0.4 | 0.4 | 0.4 | 0.4 | 0.4 | 0.4 | 0.4 | 0.4 | 0.4 | 0.4 | 0.4 | 0.4 | 0.4 | 0.4 | 0.4 | 0.4 | 0.4 | 0.4 | 0.4 | 0.4 | 0.4 | 0.4 | 0.4 | 0.4 | 0.4 | 0.4 | 0.4 | 0.4 | 0.4 | 0.4 | 0.4 | 0.4 | 0.4 | 0.4 | 0.4 | 0.4 | 0.4
28FP | Distribution losses | 28BL + 28.1FP | Ml/d | 2 |  |  | 13.7 | 17.71 | 12.36 | 10.37 | 8.3746 | 8.8013 | 8.708 | 8.1182 | 8.0001 | 7.9286 | 8.0241 | 8.1158 | 8.304 | 8.156 | 7.8574 | 7.5087 | 7.16 | 6.8113 | 6.5026 | 6.4426 | 6.3726 | 6.3026 | 6.2426 | 6.1726 | 6.1026 | 6.0326 | 5.9726 | 5.9126 | 5.8426 | 5.7726 | 5.7126 | 5.6526 | 5.5826 | 5.5226 | 5.4626 | 5.4026 | 5.3226 | 5.2526 | 5.1826 | 5.1026 | 5.0326 | 4.9626 | 4.8826 | 4.8126 | 4.7426 | 4.6726 | 4.6026 | 4.5326 | 4.4626 | 4.3926 | 4.3226 | 4.2526 | 4.1826 | 4.1126
29FP | Total Leakage | sum (23FP:28FP) | Ml/d | 2 |  |  | 26.93 | 30.71 | 26 | 24 | 22.0046 | 22.3963 | 22.039 | 21.0004 | 20.2544 | 19.4373 | 18.8158 | 18.2796 | 17.9281 | 17.6916 | 17.3804 | 17.0191 | 16.6578 | 16.2965 | 15.9752 | 15.9026 | 15.82 | 15.7374 | 15.6648 | 15.5822 | 15.4996 | 15.417 | 15.3444 | 15.2718 | 15.1892 | 15.1066 | 15.034 | 14.9614 | 14.8812 | 14.8212 | 14.7612 | 14.7012 | 14.6212 | 14.5512 | 14.4812 | 14.4012 | 14.3312 | 14.2612 | 14.1812 | 14.1112 | 14.0412 | 13.9712 | 13.9012 | 13.8312 | 13.7612 | 13.6912 | 13.6212 | 13.5512 | 13.4812 | 13.4112
30FP | Leakage/property | (29FP * 1,000,000) / (36FP * 1,000) | l/prop/d | 2 |  |  | 83.184 | 94.3185 | 79.2379 | 72.4275 | 65.6056 | 65.9014 | 63.9799 | 60.1811 | 57.3033 | 54.3455 | 52.0123 | 50.0077 | 48.6018 | 47.555 | 46.3578 | 45.0597 | 43.7954 | 42.571 | 41.4872 | 41.0574 | 40.6084 | 40.1666 | 39.7557 | 39.3262 | 38.8643 | 38.4095 | 37.9866 | 37.571 | 37.1376 | 36.7115 | 36.4173 | 36.1334 | 35.8365 | 35.5911 | 35.3444 | 35.1011 | 34.8128 | 34.551 | 34.2928 | 34.0093 | 33.7491 | 33.489 | 33.2032 | 32.9419 | 32.6779 | 32.4123 | 32.1483 | 31.8879 | 31.6286 | 31.3728 | 31.1195 | 30.8672 | 30.6172 | 30.3695
31FP | Measured Non Household - properties | Input | 000's | 2 |  |  | 12.05 | 12.22 | 12.39 | 12.56 | 12.73 | 12.9 | 13.07 | 13.23 | 13.4 | 13.57 | 13.74 | 13.91 | 14.08 | 14.25 | 14.41 | 14.58 | 14.75 | 14.92 | 15.09 | 15.26 | 15.43 | 15.59 | 15.76 | 15.93 | 16.1 | 16.27 | 16.44 | 16.61 | 16.78 | 16.94 | 17.11 | 17.28 | 17.45 | 17.62 | 17.79 | 17.96 | 18.12 | 18.29 | 18.46 | 18.63 | 18.8 | 18.97 | 19.14 | 19.3 | 19.47 | 19.64 | 19.81 | 19.98 | 20.15 | 20.32 | 20.48 | 20.65 | 20.82 | 20.99
32FP | Unmeasured Non Household - properties | Input | 000's | 2 |  |  | 1.5 | 1.5 | 1.5 | 1.5 | 1.5 | 1.5 | 1.5 | 1.5 | 1.5 | 1.5 | 1.5 | 1.5 | 1.5 | 1.5 | 1.5 | 1.5 | 1.5 | 1.5 | 1.5 | 1.5 | 1.5 | 1.5 | 1.5 | 1.5 | 1.5 | 1.5 | 1.5 | 1.5 | 1.5 | 1.5 | 1.5 | 1.5 | 1.5 | 1.5 | 1.5 | 1.5 | 1.5 | 1.5 | 1.5 | 1.5 | 1.5 | 1.5 | 1.5 | 1.5 | 1.5 | 1.5 | 1.5 | 1.5 | 1.5 | 1.5 | 1.5 | 1.5 | 1.5 | 1.5
33FP | All void non-households - properties | Input | 000's | 2 |  |  | 2.46 | 2.46 | 2.46 | 2.46 | 2.46 | 2.46 | 2.46 | 2.46 | 2.46 | 2.46 | 2.46 | 2.46 | 2.46 | 2.46 | 2.46 | 2.46 | 2.46 | 2.46 | 2.46 | 2.46 | 2.46 | 2.46 | 2.46 | 2.46 | 2.46 | 2.46 | 2.46 | 2.46 | 2.46 | 2.46 | 2.46 | 2.46 | 2.46 | 2.46 | 2.46 | 2.46 | 2.46 | 2.46 | 2.46 | 2.46 | 2.46 | 2.46 | 2.46 | 2.46 | 2.46 | 2.46 | 2.46 | 2.46 | 2.46 | 2.46 | 2.46 | 2.46 | 2.46 | 2.46
34FP | Measured households - properties (excl. void) | Year before + sum (34.1BL:34.6BL) | 000's | 2 |  |  | 102.22 | 107.9888 | 114.1458 | 121.006 | 128.0627 | 146.2719 | 173.3511 | 208.7563 | 249.0923 | 287.6242 | 318.37 | 321.979 | 325.1502 | 328.127 | 330.8619 | 333.4744 | 335.9586 | 338.2412 | 340.3268 | 342.4192 | 344.4976 | 346.566 | 348.6198 | 350.653 | 353.0667 | 355.4685 | 357.8557 | 360.2219 | 362.5715 | 364.9084 | 366.0685 | 367.133 | 368.1563 | 369.1637 | 370.2018 | 371.2182 | 372.2278 | 373.2141 | 374.1745 | 375.1717 | 376.1921 | 377.2308 | 378.317 | 379.4189 | 380.5677 | 381.759 | 382.9516 | 384.1176 | 385.2899 | 386.4371 | 387.5794 | 388.72 | 389.8478 | 390.9634
34.1FP | New build properties - properties | Input (new builds in each year) | 000's | 2 |  |  | -0.1595 | 1.6928 | 2.361 | 3.0642 | 3.8716 | 4.2681 | 4.452 | 4.3258 | 4.3361 | 4.0325 | 3.925 | 3.609 | 3.1712 | 2.9768 | 2.7349 | 2.6125 | 2.4842 | 2.2826 | 2.0856 | 2.0924 | 2.0784 | 2.0684 | 2.0538 | 2.0333 | 2.4136 | 2.4018 | 2.3872 | 2.3662 | 2.3496 | 2.3369 | 1.1601 | 1.0646 | 1.0233 | 1.0073 | 1.0382 | 1.0163 | 1.0096 | 0.98625 | 0.9604 | 0.99718 | 1.0204 | 1.0387 | 1.0862 | 1.1019 | 1.1489 | 1.1912 | 1.1926 | 1.166 | 1.1723 | 1.1472 | 1.1424 | 1.1405 | 1.1279 | 1.1156
34.2FP | Meter optants - properties | Input (meter optants in each year) | 000's | 2 |  |  | 0 | 1.578 | 1.494 | 1.494 | 1.494 | 1.1952 | 0.9561 | 0.7649 | 0.6119 | 0.4895 | 0.3916 | 0 | 0 | 0 | 0 | 0 | 0 | 0 | 0 | 0 | 0 | 0 | 0 | 0 | 0 | 0 | 0 | 0 | 0 | 0 | 0 | 0 | 0 | 0 | 0 | 0 | 0 | 0 | 0 | 0 | 0 | 0 | 0 | 0 | 0 | 0 | 0 | 0 | 0 | 0 | 0 | 0 | 0 | 0
34.3FP | Compulsory metering - properties | Input (compulsory meters in each year) | 000's | 2 |  |  | 0 | 0 | 0 | 0 | 1.6911 | 12.7459 | 21.6711 | 30.3145 | 35.3879 | 34.0099 | 26.4292 | 0 | 0 | 0 | 0 | 0 | 0 | 0 | 0 | 0 | 0 | 0 | 0 | 0 | 0 | 0 | 0 | 0 | 0 | 0 | 0 | 0 | 0 | 0 | 0 | 0 | 0 | 0 | 0 | 0 | 0 | 0 | 0 | 0 | 0 | 0 | 0 | 0 | 0 | 0 | 0 | 0 | 0 | 0
34.4FP | Metering on change of occupancy - properties | Input (change of occupancy meters in each year) | 000's | 2 |  |  | 0 | 2.407 | 2.302 | 2.302 | 0 | 0 | 0 | 0 | 0 | 0 | 0 | 0 | 0 | 0 | 0 | 0 | 0 | 0 | 0 | 0 | 0 | 0 | 0 | 0 | 0 | 0 | 0 | 0 | 0 | 0 | 0 | 0 | 0 | 0 | 0 | 0 | 0 | 0 | 0 | 0 | 0 | 0 | 0 | 0 | 0 | 0 | 0 | 0 | 0 | 0 | 0 | 0 | 0 | 0
34.5FP | Selective metering - properties | Input (selective meters in each year) | 000's | 2 |  |  | 0 | 0 | 0 | 0 | 0 | 0 | 0 | 0 | 0 | 0 | 0 | 0 | 0 | 0 | 0 | 0 | 0 | 0 | 0 | 0 | 0 | 0 | 0 | 0 | 0 | 0 | 0 | 0 | 0 | 0 | 0 | 0 | 0 | 0 | 0 | 0 | 0 | 0 | 0 | 0 | 0 | 0 | 0 | 0 | 0 | 0 | 0 | 0 | 0 | 0 | 0 | 0 | 0 | 0
34.6FP | Other changes to existing metering - properties | Input (other changes to meters in each year) | 000's | 2 |  |  | 0 | 0.091 | 0 | 0 | 0 | 0 | 0 | 0 | 0 | 0 | 0 | 0 | 0 | 0 | 0 | 0 | 0 | 0 | 0 | 0 | 0 | 0 | 0 | 0 | 0 | 0 | 0 | 0 | 0 | 0 | 0 | 0 | 0 | 0 | 0 | 0 | 0 | 0 | 0 | 0 | 0 | 0 | 0 | 0 | 0 | 0 | 0 | 0 | 0 | 0 | 0 | 0 | 0 | 0
34.7FP | Measured household void properties | Input | 000's | 2 |  |  | 2.29 | 2.29 | 2.29 | 2.29 | 2.29 | 2.29 | 2.29 | 2.29 | 2.29 | 2.29 | 2.29 | 2.29 | 2.29 | 2.29 | 2.29 | 2.29 | 2.29 | 2.29 | 2.29 | 2.29 | 2.29 | 2.29 | 2.29 | 2.29 | 2.29 | 2.29 | 2.29 | 2.29 | 2.29 | 2.29 | 2.29 | 2.29 | 2.29 | 2.29 | 2.29 | 2.29 | 2.29 | 2.29 | 2.29 | 2.29 | 2.29 | 2.29 | 2.29 | 2.29 | 2.29 | 2.29 | 2.29 | 2.29 | 2.29 | 2.29 | 2.29 | 2.29 | 2.29 | 2.29
35FP | Unmeasured households - properties (excl. void) | Input | 000's | 2 |  |  | 198.51 | 194.43 | 190.63 | 186.84 | 183.6549 | 169.7138 | 147.0866 | 116.0072 | 80.0072 | 45.5077 | 18.6868 | 18.6868 | 18.6868 | 18.6868 | 18.6868 | 18.6868 | 18.6868 | 18.6868 | 18.6868 | 18.6868 | 18.6868 | 18.6868 | 18.6868 | 18.6868 | 18.6868 | 18.6868 | 18.6868 | 18.6868 | 18.6868 | 18.6868 | 18.6868 | 18.6868 | 18.6868 | 18.6868 | 18.6868 | 18.6868 | 18.6868 | 18.6868 | 18.6868 | 18.6868 | 18.6868 | 18.6868 | 18.6868 | 18.6868 | 18.6868 | 18.6868 | 18.6868 | 18.6868 | 18.6868 | 18.6868 | 18.6868 | 18.6868 | 18.6868 | 18.6868
35.1FP | Unmeasured household void properties | Input | 000's | 2 |  |  | 4.71 | 4.71 | 4.71 | 4.71 | 4.71 | 4.71 | 4.71 | 4.71 | 4.71 | 4.71 | 4.71 | 4.71 | 4.71 | 4.71 | 4.71 | 4.71 | 4.71 | 4.71 | 4.71 | 4.71 | 4.71 | 4.71 | 4.71 | 4.71 | 4.71 | 4.71 | 4.71 | 4.71 | 4.71 | 4.71 | 4.71 | 4.71 | 4.71 | 4.71 | 4.71 | 4.71 | 4.71 | 4.71 | 4.71 | 4.71 | 4.71 | 4.71 | 4.71 | 4.71 | 4.71 | 4.71 | 4.71 | 4.71 | 4.71 | 4.71 | 4.71 | 4.71 | 4.71 | 4.71
36FP | Total Resource Zone Properties (incl. voids) | sum (31FP:34FP) + 34.7FP + 35BL + 35.1BL | 000's | 2 |  |  | 323.74 | 325.5988 | 328.1258 | 331.366 | 335.4076 | 339.8457 | 344.4677 | 348.9535 | 353.4595 | 357.6619 | 361.7568 | 365.5358 | 368.877 | 372.0238 | 374.9187 | 377.7012 | 380.3554 | 382.808 | 385.0636 | 387.326 | 389.5744 | 391.8028 | 394.0266 | 396.2298 | 398.8135 | 401.3853 | 403.9425 | 406.4787 | 408.9983 | 411.4952 | 412.8253 | 414.0598 | 415.2531 | 416.4305 | 417.6386 | 418.825 | 419.9946 | 421.1509 | 422.2813 | 423.4485 | 424.6389 | 425.8476 | 427.1038 | 428.3657 | 429.6845 | 431.0458 | 432.4084 | 433.7444 | 435.0867 | 436.4039 | 437.7062 | 439.0168 | 440.3146 | 441.6002
37FP | Measured Non Household - Population | Input | 000's | 2 |  |  | 12.6 | 12.74 | 12.91 | 13.07 | 13.23 | 13.34 | 13.55 | 13.78 | 14 | 14.22 | 14.43 | 14.8 | 15.06 | 15.29 | 15.46 | 15.62 | 15.77 | 15.94 | 16.12 | 16.31 | 16.52 | 16.76 | 17.02 | 17.31 | 17.59 | 17.9 | 18.22 | 18.53 | 18.83 | 19.11 | 19.36 | 19.57 | 19.75 | 19.91 | 20.05 | 20.19 | 20.3 | 20.37 | 20.42 | 20.48 | 20.52 | 20.56 | 20.62 | 20.73 | 20.88 | 21.05 | 21.21 | 21.38 | 21.53 | 21.71 | 21.89 | 22.06 | 22.23 | 22.39
38FP | Unmeasured Non Household - Population | Input | 000's | 2 |  |  | 1.57 | 1.57 | 1.57 | 1.57 | 1.57 | 1.57 | 1.57 | 1.57 | 1.57 | 1.57 | 1.57 | 1.57 | 1.57 | 1.57 | 1.57 | 1.57 | 1.57 | 1.57 | 1.57 | 1.57 | 1.57 | 1.57 | 1.57 | 1.57 | 1.57 | 1.57 | 1.57 | 1.57 | 1.57 | 1.57 | 1.57 | 1.57 | 1.57 | 1.57 | 1.57 | 1.57 | 1.57 | 1.57 | 1.57 | 1.57 | 1.57 | 1.57 | 1.57 | 1.57 | 1.57 | 1.57 | 1.57 | 1.57 | 1.57 | 1.57 | 1.57 | 1.57 | 1.57 | 1.57
39FP | Measured Household - Population | Input | 000's | 2 |  |  | 220.91 | 229.5372 | 242.9422 | 257.9272 | 269.3296 | 284.3786 | 323.2544 | 382.2791 | 463.5593 | 560.4305 | 657.7851 | 734.0119 | 739.0671 | 743.8439 | 748.1509 | 752.0028 | 755.4531 | 758.4865 | 761.2519 | 764.6898 | 768.105 | 771.6879 | 775.4117 | 779.3413 | 783.3264 | 787.1224 | 790.9145 | 794.9263 | 799.0755 | 803.2097 | 804.898 | 806.5015 | 808.0304 | 809.4828 | 810.8496 | 812.1116 | 813.4096 | 814.733 | 816.0704 | 817.3756 | 818.6778 | 820.0209 | 821.3381 | 822.6016 | 823.8065 | 825.0242 | 826.2936 | 827.5941 | 828.9268 | 830.2593 | 831.5951 | 832.9662 | 834.3374 | 835.7491
40FP | Unmeasured Household - Population | Input | 000's | 2 |  |  | 511.95 | 502.42 | 493.72 | 485.04 | 481.4854 | 474.7641 | 444.4261 | 393.6292 | 320.3268 | 230.1434 | 139.4966 | 69.5633 | 70.7481 | 71.8313 | 72.8343 | 73.7824 | 74.6921 | 75.5187 | 76.2733 | 76.9954 | 77.7002 | 78.3773 | 79.0435 | 79.6839 | 80.3088 | 80.9328 | 81.5407 | 82.1189 | 82.6897 | 83.2455 | 83.5272 | 83.7837 | 84.0348 | 84.2724 | 84.5256 | 84.7736 | 85.0156 | 85.2422 | 85.4648 | 85.6996 | 85.9374 | 86.1743 | 86.4271 | 86.6836 | 86.9487 | 87.221 | 87.4916 | 87.7511 | 88.0084 | 88.2559 | 88.5101 | 88.749 | 88.9878 | 89.2161
41FP | Total Resource Zone Population | sum (37FP:40FP) | 000's | 2 |  |  | 747.03 | 746.2672 | 751.1422 | 757.6072 | 765.615 | 774.0527 | 782.8005 | 791.2583 | 799.4561 | 806.3639 | 813.2817 | 819.9452 | 826.4452 | 832.5352 | 838.0152 | 842.9752 | 847.4852 | 851.5152 | 855.2152 | 859.5652 | 863.8952 | 868.3952 | 873.0452 | 877.9052 | 882.7952 | 887.5252 | 892.2452 | 897.1452 | 902.1652 | 907.1352 | 909.3552 | 911.4252 | 913.3852 | 915.2352 | 916.9952 | 918.6452 | 920.2952 | 921.9152 | 923.5252 | 925.1252 | 926.7052 | 928.3252 | 929.9552 | 931.5852 | 933.2052 | 934.8652 | 936.5652 | 938.2952 | 940.0352 | 941.7952 | 943.5652 | 945.3452 | 947.1252 | 948.9252
42FP | Average household occupancy rate (excl. voids) | (39FP + 40FP) / (34FP + 35FP) | h/prop | 1 |  |  | 2.4369 | 2.4203 | 2.4171 | 2.4134 | 2.4086 | 2.4025 | 2.3957 | 2.3891 | 2.3819 | 2.3732 | 2.3654 | 2.3588 | 2.3552 | 2.3519 | 2.3487 | 2.3449 | 2.3408 | 2.3366 | 2.3329 | 2.3309 | 2.3289 | 2.3273 | 2.3263 | 2.3258 | 2.3231 | 2.32 | 2.317 | 2.3147 | 2.3128 | 2.3109 | 2.3091 | 2.3075 | 2.306 | 2.3044 | 2.3024 | 2.3003 | 2.2983 | 2.2964 | 2.2948 | 2.2929 | 2.2909 | 2.2888 | 2.2865 | 2.284 | 2.2811 | 2.2781 | 2.2751 | 2.2724 | 2.2698 | 2.2672 | 2.2648 | 2.2624 | 2.2601 | 2.2579
43FP | Total Household Metering penetration (excl. voids) | 34FP / (34FP + 35FP) | % | 1 |  |  | 33.99% | 35.71% | 37.45% | 39.31% | 41.08% | 46.29% | 54.1% | 64.28% | 75.69% | 86.34% | 94.46% | 94.51% | 94.57% | 94.61% | 94.65% | 94.69% | 94.73% | 94.76% | 94.79% | 94.83% | 94.85% | 94.88% | 94.91% | 94.94% | 94.97% | 95.01% | 95.04% | 95.07% | 95.1% | 95.13% | 95.14% | 95.16% | 95.17% | 95.18% | 95.19% | 95.21% | 95.22% | 95.23% | 95.24% | 95.26% | 95.27% | 95.28% | 95.29% | 95.31% | 95.32% | 95.33% | 95.35% | 95.36% | 95.37% | 95.39% | 95.4% | 95.41% | 95.43% | 95.44%
44FP | Total Household Metering penetration (incl. voids) | (34FP) / (34FP + 34.7FP + 35FP + 35.1FP) | % | 1 |  |  | 33.22% | 34.9% | 36.61% | 38.43% | 40.18% | 45.29% | 52.94% | 62.92% | 74.11% | 84.56% | 92.53% | 92.61% | 92.68% | 92.74% | 92.8% | 92.85% | 92.9% | 92.94% | 92.98% | 93.02% | 93.06% | 93.1% | 93.14% | 93.17% | 93.22% | 93.26% | 93.3% | 93.34% | 93.38% | 93.42% | 93.44% | 93.46% | 93.48% | 93.49% | 93.51% | 93.53% | 93.54% | 93.56% | 93.58% | 93.59% | 93.61% | 93.62% | 93.64% | 93.66% | 93.68% | 93.7% | 93.71% | 93.73% | 93.75% | 93.77% | 93.78% | 93.8% | 93.82% | 93.83%
45FP | Distribution input | sum (12FP:15FP) + 21FP + 22FP + 27FP + 28FP | Ml/d | 2 |  |  | 225.02 | 228.0564 | 223.6146 | 221.5825 | 219.8484 | 219.3447 | 217.3624 | 213.5899 | 209.5984 | 203.932 | 199.3784 | 195.0209 | 193.2288 | 192.2749 | 189.0423 | 188.5935 | 187.6628 | 186.3113 | 185.8598 | 184.8177 | 184.7596 | 183.5783 | 183.626 | 183.4379 | 183.5112 | 183.1825 | 183.166 | 183.3683 | 182.941 | 183.4995 | 183.8242 | 184.7823 | 184.6348 | 185.3699 | 185.2462 | 186.6555 | 186.6744 | 187.2526 | 187.3107 | 187.9194 | 187.8676 | 189.0273 | 189.3226 | 189.1816 | 189.6308 | 189.8097 | 190.2471 | 190.4843 | 191.311 | 191.7977 | 192.1445 | 192.5507 | 192.6267 | 193.0922
46FP | Target headroom (climate change component) | Input | Ml/d | 2 |  |  | 0.42 | 0.46 | 0.55 | 0.56 | 0.63 | 0.62 | 0.67 | 0.74 | 0.73 | 0.84 | 0.8 | 0.83 | 0.82 | 0.83 | 0.84 | 0.82 | 0.87 | 0.85 | 0 | 0 | 0 | 0 | 0 | 0 | 0 | 0 | 0 | 0 | 0 | 0 | 0 | 0 | 0 | 0 | 0 | 0 | 0 | 0 | 0 | 0 | 0 | 0 | 0 | 0 | 0 | 0 | 0 | 0 | 0 | 0 | 0 | 0 | 0 | 0
47FP | Target headroom (All other components) | Input | Ml/d | 2 |  |  | 5.28 | 5.25 | 5.23 | 5.24 | 5.23 | 4.88 | 5.21 | 5.18 | 5.19 | 4.67 | 4.32 | 3.99 | 3.86 | 3.85 | 3.57 | 3.47 | 3.34 | 3.37 | 3.15 | 3.05 | 2.84 | 2.77 | 2.61 | 2.62 | 2.44 | 2.36 | 2.31 | 2.23 | 2.11 | 1.92 | 2.02 | 1.94 | 1.95 | 1.9 | 1.97 | 1.98 | 1.85 | 1.94 | 2.01 | 2.01 | 1.82 | 1.78 | 1.79 | 1.95 | 1.89 | 1.76 | 1.75 | 1.89 | 1.83 | 1.87 | 1.86 | 1.91 | 1.97 | 1.72
48FP | Target Headroom | 46FP + 47FP | Ml/d | 2 |  |  | 5.7 | 5.71 | 5.78 | 5.8 | 5.86 | 5.5 | 5.88 | 5.92 | 5.92 | 5.51 | 5.12 | 4.82 | 4.68 | 4.68 | 4.41 | 4.29 | 4.21 | 4.22 | 3.15 | 3.05 | 2.84 | 2.77 | 2.61 | 2.62 | 2.44 | 2.36 | 2.31 | 2.23 | 2.11 | 1.92 | 2.02 | 1.94 | 1.95 | 1.9 | 1.97 | 1.98 | 1.85 | 1.94 | 2.01 | 2.01 | 1.82 | 1.78 | 1.79 | 1.95 | 1.89 | 1.76 | 1.75 | 1.89 | 1.83 | 1.87 | 1.86 | 1.91 | 1.97 | 1.72
49FP | Available Headroom | 11FP - 45FP | Ml/d | 2 |  |  | 10.3272 | 7.0135 | 11.3797 | 28.3098 | 29.9682 | 30.3963 | 27.3028 | 25.9997 | 24.6155 | 30.2062 | 31.7841 | 36.066 | 44.2823 | 48.1953 | 48.3175 | 48.6906 | 49.5456 | 50.8214 | 41.1534 | 42.1333 | 38.3293 | 39.4485 | 39.3387 | 39.4646 | 39.3292 | 49.5958 | 49.5501 | 59.2857 | 69.6509 | 69.0303 | 68.6434 | 67.6232 | 67.7086 | 66.9114 | 66.973 | 65.5015 | 65.4205 | 64.7802 | 64.6599 | 63.9891 | 63.9788 | 62.7569 | 62.3995 | 62.4784 | 61.9671 | 61.7261 | 61.2265 | 60.9272 | 70.0384 | 69.4895 | 69.0807 | 68.6123 | 68.4742 | 67.9466
49.1FP | Available non-potable balance (if applicable) | 1.1FP - 12.1FP | Ml/d | 2 |  |  | 0 | 0 | 0 | 0 | 0 | 0 | 0 | 0 | 0 | 0 | 0 | 0 | 0 | 0 | 0 | 0 | 0 | 0 | 0 | 0 | 0 | 0 | 0 | 0 | 0 | 0 | 0 | 0 | 0 | 0 | 0 | 0 | 0 | 0 | 0 | 0 | 0 | 0 | 0 | 0 | 0 | 0 | 0 | 0 | 0 | 0 | 0 | 0 | 0 | 0 | 0 | 0 | 0 | 0
50FP | Supply Demand Balance | 49FP - 48FP | Ml/d | 2 |  |  | 4.6272 | 1.3035 | 5.5997 | 22.5098 | 24.1082 | 24.8963 | 21.4228 | 20.0797 | 18.6955 | 24.6962 | 26.6641 | 31.246 | 39.6023 | 43.5153 | 43.9075 | 44.4006 | 45.3356 | 46.6014 | 38.0034 | 39.0833 | 35.4893 | 36.6785 | 36.7287 | 36.8446 | 36.8892 | 47.2358 | 47.2401 | 57.0557 | 67.5409 | 67.1103 | 66.6234 | 65.6832 | 65.7586 | 65.0114 | 65.003 | 63.5215 | 63.5705 | 62.8402 | 62.6499 | 61.9791 | 62.1588 | 60.9769 | 60.6095 | 60.5284 | 60.0771 | 59.9661 | 59.4765 | 59.0372 | 68.2084 | 67.6195 | 67.2207 | 66.7023 | 66.5042 | 66.2266
Data for Charts
DYAA Baseline |  |  |  |  | 2019-20 | 2020-21 | 2021-22 | 2022-23 | 2023-24 | 2024-25 | 2025-26 | 2026-27 | 2027-28 | 2028-29 | 2029-30 | 2030-31 | 2031-32 | 2032-33 | 2033-34 | 2034-35 | 2035-36 | 2036-37 | 2037-38 | 2038-39 | 2039-40 | 2040-41 | 2041-42 | 2042-43 | 2043-44 | 2044-45 | 2045-46 | 2046-47 | 2047-48 | 2048-49 | 2049-50 | 2050-51 | 2051-52 | 2052-53 | 2053-54 | 2054-55 | 2055-56 | 2056-57 | 2057-58 | 2058-59 | 2059-60 | 2060-61 | 2061-62 | 2062-63 | 2063-64 | 2064-65 | 2065-66 | 2066-67 | 2067-68 | 2068-69 | 2069-70 | 2070-71 | 2071-72 | 2072-73 | 2073-74 | 2074-75 | 2075-76 | 2076-77 | 2077-78 | 2078-79 | 2079-80 | 2080-81 | 2081-82 | 2082-83 | 2083-84 | 2084-85 | 2085-86 | 2086-87 | 2087-88 | 2088-89 | 2089-90 | 2090-91 | 2091-92 | 2092-93 | 2093-94 | 2094-95 | 2095-96 | 2096-97 | 2097-98 | 2098-99 | 2099-100
| Measured HH consumption |  | Ml/d | 2 | 0 | 0 | 32.96 | 34.7941 | 36.5222 | 38.4102 | 39.3996 | 40.489 | 41.6084 | 42.6978 | 43.7772 | 44.7666 | 45.726 | 46.6198 | 47.4922 | 48.3246 | 49.097 | 49.8194 | 50.5017 | 51.1341 | 51.7165 | 52.3189 | 52.9213 | 53.5236 | 54.126 | 54.7284 | 55.3408 | 55.9332 | 56.5256 | 57.1179 | 57.7103 | 58.3103 | 58.5903 | 58.8603 | 59.1103 | 59.3703 | 59.6203 | 59.8603 | 60.1003 | 60.3503 | 60.5903 | 60.8303 | 61.0703 | 61.3303 | 61.5803 | 61.8403 | 62.1003 | 62.3803 | 62.6603 | 62.9303 | 63.2003 | 63.4703 | 63.7403 | 64.0003 | 64.2703 | 64.5303
| Unmeasured HH consumption |  | Ml/d | 2 | 0 | 0 | 89.55 | 87.32 | 84.84 | 83.02 | 83 | 82.96 | 82.9 | 82.84 | 82.77 | 82.68 | 82.59 | 82.52 | 82.45 | 82.4 | 82.34 | 82.27 | 82.19 | 82.12 | 82.04 | 82 | 81.96 | 81.93 | 81.91 | 81.9 | 81.89 | 81.88 | 81.86 | 81.86 | 81.86 | 81.87 | 81.87 | 81.86 | 81.86 | 81.86 | 81.85 | 81.83 | 81.82 | 81.81 | 81.8 | 81.79 | 81.78 | 81.77 | 81.75 | 81.73 | 81.7 | 81.67 | 81.65 | 81.62 | 81.59 | 81.58 | 81.56 | 81.54 | 81.52 | 81.5
| Non-HH consumption |  | Ml/d | 2 | 0 | 0 | 29.06 | 28.8024 | 30.0024 | 29.7724 | 29.9424 | 29.8324 | 30.2124 | 30.0924 | 30.5124 | 30.0624 | 30.3824 | 30.2024 | 30.8624 | 30.5124 | 30.1924 | 30.7324 | 30.7924 | 30.5424 | 31.1924 | 30.8124 | 31.2424 | 30.5424 | 31.0624 | 31.3624 | 31.5724 | 31.4024 | 31.5424 | 31.9024 | 31.6424 | 31.5824 | 31.6224 | 32.3024 | 31.9124 | 32.3924 | 32.0024 | 33.1524 | 32.9424 | 33.2924 | 33.1124 | 33.4924 | 33.2024 | 34.0424 | 34.1824 | 33.7924 | 33.9924 | 33.9124 | 34.0924 | 34.0824 | 34.6524 | 34.8824 | 34.9724 | 35.1124 | 34.9424 | 35.1524
| Total Leakage |  | Ml/d | 2 | 0 | 0 | 26.93 | 30.71 | 26 | 24 | 24 | 24 | 24 | 24 | 24 | 24 | 24 | 24 | 24 | 24 | 24 | 24 | 24 | 24 | 24 | 24 | 24 | 24 | 24 | 24 | 24 | 24 | 24 | 24 | 24 | 24 | 24 | 24 | 24 | 24 | 24 | 24 | 24 | 24 | 24 | 24 | 24 | 24 | 24 | 24 | 24 | 24 | 24 | 24 | 24 | 24 | 24 | 24 | 24 | 24
| Other demand components |  | Ml/d | 2 | 0 | 0 | 3.14 | 3.14 | 3.14 | 3.14 | 3.14 | 3.14 | 3.14 | 3.14 | 3.14 | 3.14 | 3.14 | 3.14 | 3.14 | 3.14 | 3.14 | 3.14 | 3.14 | 3.14 | 3.14 | 3.14 | 3.14 | 3.14 | 3.14 | 3.14 | 3.14 | 3.14 | 3.14 | 3.14 | 3.14 | 3.14 | 3.14 | 3.14 | 3.14 | 3.14 | 3.14 | 3.14 | 3.14 | 3.14 | 3.14 | 3.14 | 3.14 | 3.14 | 3.14 | 3.14 | 3.14 | 3.14 | 3.14 | 3.14 | 3.14 | 3.14 | 3.14 | 3.14 | 3.14 | 3.14
| Total Water Available for use |  | Ml/d | 2 | 0 | 0 | 150.1382 | 149.8616 | 149.7865 | 164.6852 | 164.6101 | 164.5351 | 164.46 | 164.385 | 179.1099 | 171.1181 | 183.1264 | 175.1346 | 167.1429 | 159.1511 | 159.2529 | 159.3546 | 159.4564 | 159.5581 | 127.1238 | 121.4529 | 115.7821 | 110.1112 | 104.4403 | 98.7694 | 93.0985 | 87.4276 | 81.7567 | 76.0858 | 70.4149 | 70.2538 | 70.0927 | 69.9315 | 69.7704 | 69.6093 | 69.4482 | 69.287 | 69.1259 | 68.9648 | 68.8037 | 68.6425 | 68.4814 | 68.3203 | 68.1592 | 67.998 | 67.8369 | 67.6758 | 67.5147 | 67.3535 | 67.1924 | 67.0313 | 66.8702 | 66.709 | 66.5479 | 66.3868
| Total Demand + Target Headroom |  | Ml/d | 2 | 0 | 0 | 186.65 | 189.7664 | 185.5446 | 183.3025 | 183.6888 | 185.1913 | 186.9007 | 187.8401 | 189.3495 | 189.2989 | 190.1783 | 190.1063 | 191.5132 | 191.899 | 192.0365 | 193.1385 | 193.7324 | 194.0928 | 194.2726 | 194.3621 | 195.1444 | 194.973 | 195.9103 | 196.8094 | 197.4685 | 198.2055 | 198.4738 | 199.3523 | 199.6359 | 200.0147 | 200.4431 | 201.3045 | 201.1498 | 201.8309 | 201.7578 | 203.1186 | 203.0197 | 203.703 | 203.8213 | 204.4478 | 204.2064 | 205.2657 | 205.6525 | 205.645 | 206.0201 | 206.0933 | 206.4938 | 206.8867 | 207.6219 | 208.1268 | 208.4735 | 208.8772 | 209.0243 | 209.2499
DYAA Final Plan |  |  |  |  | 2019-20 | 2020-21 | 2021-22 | 2022-23 | 2023-24 | 2024-25 | 2025-26 | 2026-27 | 2027-28 | 2028-29 | 2029-30 | 2030-31 | 2031-32 | 2032-33 | 2033-34 | 2034-35 | 2035-36 | 2036-37 | 2037-38 | 2038-39 | 2039-40 | 2040-41 | 2041-42 | 2042-43 | 2043-44 | 2044-45 | 2045-46 | 2046-47 | 2047-48 | 2048-49 | 2049-50 | 2050-51 | 2051-52 | 2052-53 | 2053-54 | 2054-55 | 2055-56 | 2056-57 | 2057-58 | 2058-59 | 2059-60 | 2060-61 | 2061-62 | 2062-63 | 2063-64 | 2064-65 | 2065-66 | 2066-67 | 2067-68 | 2068-69 | 2069-70 | 2070-71 | 2071-72 | 2072-73 | 2073-74 | 2074-75 | 2075-76 | 2076-77 | 2077-78 | 2078-79 | 2079-80 | 2080-81 | 2081-82 | 2082-83 | 2083-84 | 2084-85 | 2085-86 | 2086-87 | 2087-88 | 2088-89 | 2089-90 | 2090-91 | 2091-92 | 2092-93 | 2093-94 | 2094-95 | 2095-96 | 2096-97 | 2097-98 | 2098-99 | 2099-100
| Measured HH consumption |  | Ml/d | 2 | 0 | 0 | 32.96 | 34.7941 | 36.5222 | 38.4102 | 39.429 | 40.9501 | 45.8591 | 53.4263 | 63.5693 | 74.8481 | 85.4696 | 93.1865 | 91.2361 | 90.7912 | 88.1329 | 87.4538 | 86.8066 | 86.0558 | 85.274 | 84.6333 | 84.1588 | 83.6724 | 83.1762 | 82.6654 | 82.4752 | 82.2639 | 82.0455 | 81.8162 | 81.5779 | 82.0624 | 82.2785 | 82.487 | 82.6774 | 82.8802 | 83.0743 | 83.2614 | 83.4479 | 83.6434 | 83.8287 | 84.0149 | 84.2006 | 84.4706 | 84.6011 | 84.8079 | 85.0153 | 85.2426 | 85.4684 | 85.6837 | 85.8982 | 86.1128 | 86.3275 | 86.5311 | 86.7447 | 86.9477
| Unmeasured HH consumption |  | Ml/d | 2 | 0 | 0 | 89.55 | 87.32 | 84.84 | 83.02 | 82.1265 | 80.6308 | 74.5841 | 64.9092 | 51.7274 | 36.4441 | 21.9299 | 10.855 | 10.6773 | 10.5215 | 10.3211 | 10.1127 | 9.9005 | 9.6912 | 9.4727 | 9.3039 | 9.1529 | 9.0106 | 8.8771 | 8.7525 | 8.6586 | 8.5638 | 8.4583 | 8.3724 | 8.286 | 8.2826 | 8.2739 | 8.256 | 8.2483 | 8.2406 | 8.2228 | 8.195 | 8.1774 | 8.1601 | 8.1429 | 8.1255 | 8.1079 | 8.0977 | 8.0625 | 8.0346 | 7.9964 | 7.958 | 7.9297 | 7.8916 | 7.8538 | 7.8359 | 7.808 | 7.7805 | 7.7529 | 7.7254
| Non-HH consumption |  | Ml/d | 2 | 0 | 0 | 29.06 | 28.8024 | 30.0024 | 29.7724 | 29.5657 | 28.3309 | 27.6956 | 27.1086 | 27.0747 | 26.5524 | 26.8001 | 26.5478 | 27.1607 | 26.8079 | 26.4852 | 27.0252 | 27.0852 | 26.8352 | 27.4852 | 27.1052 | 27.5352 | 26.8352 | 27.3552 | 27.6552 | 27.8652 | 27.6952 | 27.8352 | 28.1952 | 27.9352 | 27.8752 | 27.9152 | 28.5952 | 28.2052 | 28.6852 | 28.2952 | 29.4452 | 29.2352 | 29.5852 | 29.4052 | 29.7852 | 29.4952 | 30.3352 | 30.4752 | 30.0852 | 30.2852 | 30.2052 | 30.3852 | 30.3752 | 30.9452 | 31.1752 | 31.2652 | 31.4052 | 31.2352 | 31.4452
| Total Leakage |  | Ml/d | 2 | 0 | 0 | 26.93 | 30.71 | 26 | 24 | 22.0046 | 22.3963 | 22.039 | 21.0004 | 20.2544 | 19.4373 | 18.8158 | 18.2796 | 17.9281 | 17.6916 | 17.3804 | 17.0191 | 16.6578 | 16.2965 | 15.9752 | 15.9026 | 15.82 | 15.7374 | 15.6648 | 15.5822 | 15.4996 | 15.417 | 15.3444 | 15.2718 | 15.1892 | 15.1066 | 15.034 | 14.9614 | 14.8812 | 14.8212 | 14.7612 | 14.7012 | 14.6212 | 14.5512 | 14.4812 | 14.4012 | 14.3312 | 14.2612 | 14.1812 | 14.1112 | 14.0412 | 13.9712 | 13.9012 | 13.8312 | 13.7612 | 13.6912 | 13.6212 | 13.5512 | 13.4812 | 13.4112
| Other demand components |  | Ml/d | 2 | 0 | 0 | 3.14 | 3.14 | 3.14 | 3.14 | 3.14 | 3.14 | 3.14 | 3.14 | 3.14 | 3.14 | 3.14 | 3.14 | 3.14 | 3.14 | 3.14 | 3.14 | 3.14 | 3.14 | 3.14 | 3.14 | 3.14 | 3.14 | 3.14 | 3.14 | 3.14 | 3.14 | 3.14 | 3.14 | 3.14 | 3.14 | 3.14 | 3.14 | 3.14 | 3.14 | 3.14 | 3.14 | 3.14 | 3.14 | 3.14 | 3.14 | 3.14 | 3.14 | 3.14 | 3.14 | 3.14 | 3.14 | 3.14 | 3.14 | 3.14 | 3.14 | 3.14 | 3.14 | 3.14 | 3.14
| Total Water Available for use |  | Ml/d | 2 | 0 | 0 | 181.0692 | 180.7755 | 180.6833 | 195.5648 | 195.4726 | 195.3805 | 190.2883 | 185.1961 | 179.9039 | 171.895 | 162.8861 | 155.633 | 153.7108 | 152.4742 | 148.7267 | 147.9276 | 146.6984 | 145.1749 | 143.5309 | 142.1758 | 141.6876 | 140.2325 | 139.8852 | 139.4738 | 139.1639 | 144.3276 | 138.2292 | 138.1276 | 137.4115 | 137.5788 | 137.8619 | 138.5813 | 138.2792 | 138.8354 | 138.6386 | 139.8787 | 139.6387 | 140.1902 | 140.1767 | 140.6618 | 140.2886 | 141.2876 | 141.4597 | 141.3212 | 141.5655 | 141.5076 | 141.7756 | 142.0357 | 142.6376 | 143.0091 | 143.2226 | 143.4925 | 143.5056 | 143.5967
| Total Demand + Target Headroom |  | Ml/d | 2 | 0 | 0 | 186.65 | 189.7664 | 185.5446 | 183.3025 | 180.4726 | 180.2181 | 178.3577 | 174.6545 | 170.9158 | 165.0718 | 160.4954 | 155.633 | 153.7108 | 152.4742 | 148.7267 | 147.9276 | 146.6984 | 145.1749 | 143.5309 | 142.1758 | 141.6876 | 140.2325 | 139.8852 | 139.4738 | 139.1639 | 138.9298 | 138.2292 | 138.1276 | 137.4115 | 137.5788 | 137.8619 | 138.5813 | 138.2792 | 138.8354 | 138.6386 | 139.8787 | 139.6387 | 140.1902 | 140.1767 | 140.6618 | 140.2886 | 141.2876 | 141.4597 | 141.3212 | 141.5655 | 141.5076 | 141.7756 | 142.0357 | 142.6376 | 143.0091 | 143.2226 | 143.4925 | 143.5056 | 143.5967
DYCP Baseline |  |  |  |  | 2019-20 | 2020-21 | 2021-22 | 2022-23 | 2023-24 | 2024-25 | 2025-26 | 2026-27 | 2027-28 | 2028-29 | 2029-30 | 2030-31 | 2031-32 | 2032-33 | 2033-34 | 2034-35 | 2035-36 | 2036-37 | 2037-38 | 2038-39 | 2039-40 | 2040-41 | 2041-42 | 2042-43 | 2043-44 | 2044-45 | 2045-46 | 2046-47 | 2047-48 | 2048-49 | 2049-50 | 2050-51 | 2051-52 | 2052-53 | 2053-54 | 2054-55 | 2055-56 | 2056-57 | 2057-58 | 2058-59 | 2059-60 | 2060-61 | 2061-62 | 2062-63 | 2063-64 | 2064-65 | 2065-66 | 2066-67 | 2067-68 | 2068-69 | 2069-70 | 2070-71 | 2071-72 | 2072-73 | 2073-74 | 2074-75 | 2075-76 | 2076-77 | 2077-78 | 2078-79 | 2079-80 | 2080-81 | 2081-82 | 2082-83 | 2083-84 | 2084-85 | 2085-86 | 2086-87 | 2087-88 | 2088-89 | 2089-90 | 2090-91 | 2091-92 | 2092-93 | 2093-94 | 2094-95 | 2095-96 | 2096-97 | 2097-98 | 2098-99 | 2099-100
| Measured HH consumption |  | Ml/d | 2 | 0 | 0 | 41.61 | 44.1541 | 46.5822 | 49.2502 | 50.5396 | 51.949 | 53.4184 | 54.8278 | 56.2472 | 57.5366 | 58.796 | 59.9598 | 61.1122 | 62.1946 | 63.197 | 64.1594 | 65.0517 | 65.8941 | 66.6665 | 67.4689 | 68.2613 | 69.0636 | 69.866 | 70.6684 | 71.4708 | 72.2632 | 73.0556 | 73.8479 | 74.6403 | 75.4303 | 75.8303 | 76.2103 | 76.5703 | 76.9203 | 77.2903 | 77.6403 | 77.9903 | 78.3303 | 78.6703 | 79.0203 | 79.3703 | 79.7303 | 80.0903 | 80.4603 | 80.8403 | 81.2303 | 81.6203 | 82.0003 | 82.3903 | 82.7703 | 83.1503 | 83.5403 | 83.9103 | 84.2903
| Unmeasured HH consumption |  | Ml/d | 2 | 0 | 0 | 124.28 | 121.25 | 117.89 | 115.42 | 115.45 | 115.44 | 115.41 | 115.38 | 115.34 | 115.26 | 115.19 | 115.14 | 115.1 | 115.07 | 115.04 | 114.99 | 114.93 | 114.87 | 114.82 | 114.8 | 114.79 | 114.79 | 114.8 | 114.82 | 114.85 | 114.87 | 114.89 | 114.92 | 114.96 | 115 | 115.03 | 115.07 | 115.1 | 115.13 | 115.15 | 115.18 | 115.2 | 115.22 | 115.25 | 115.27 | 115.29 | 115.31 | 115.32 | 115.33 | 115.33 | 115.33 | 115.33 | 115.33 | 115.33 | 115.34 | 115.35 | 115.36 | 115.37 | 115.38
| Non-HH consumption |  | Ml/d | 2 | 0 | 0 | 29.06 | 28.8024 | 30.0024 | 29.7724 | 29.9424 | 29.8324 | 30.2124 | 30.0924 | 30.5124 | 30.0624 | 30.3824 | 30.2024 | 30.8624 | 30.5124 | 30.1924 | 30.7324 | 30.7924 | 30.5424 | 31.1924 | 30.8124 | 31.2424 | 30.5424 | 31.0624 | 31.3624 | 31.5724 | 31.4024 | 31.5424 | 31.9024 | 31.6424 | 31.5824 | 31.6224 | 32.3024 | 31.9124 | 32.3924 | 32.0024 | 33.1524 | 32.9424 | 33.2924 | 33.1124 | 33.4924 | 33.2024 | 34.0424 | 34.1824 | 33.7924 | 33.9924 | 33.9124 | 34.0924 | 34.0824 | 34.6524 | 34.8824 | 34.9724 | 35.1124 | 34.9424 | 35.1524
| Total Leakage |  | Ml/d | 2 | 0 | 0 | 26.93 | 30.71 | 26 | 24 | 24 | 24 | 24 | 24 | 24 | 24 | 24 | 24 | 24 | 24 | 24 | 24 | 24 | 24 | 24 | 24 | 24 | 24 | 24 | 24 | 24 | 24 | 24 | 24 | 24 | 24 | 24 | 24 | 24 | 24 | 24 | 24 | 24 | 24 | 24 | 24 | 24 | 24 | 24 | 24 | 24 | 24 | 24 | 24 | 24 | 24 | 24 | 24 | 24 | 24
| Other demand components |  | Ml/d | 2 | 0 | 0 | 3.14 | 3.14 | 3.14 | 3.14 | 3.14 | 3.14 | 3.14 | 3.14 | 3.14 | 3.14 | 3.14 | 3.14 | 3.14 | 3.14 | 3.14 | 3.14 | 3.14 | 3.14 | 3.14 | 3.14 | 3.14 | 3.14 | 3.14 | 3.14 | 3.14 | 3.14 | 3.14 | 3.14 | 3.14 | 3.14 | 3.14 | 3.14 | 3.14 | 3.14 | 3.14 | 3.14 | 3.14 | 3.14 | 3.14 | 3.14 | 3.14 | 3.14 | 3.14 | 3.14 | 3.14 | 3.14 | 3.14 | 3.14 | 3.14 | 3.14 | 3.14 | 3.14 | 3.14 | 3.14
| Total Water Available for use |  | Ml/d | 2 | 0 | 0 | 198.1132 | 197.8793 | 197.847 | 212.7885 | 212.7561 | 212.7238 | 212.6915 | 212.6592 | 227.3269 | 227.2946 | 245.3623 | 245.33 | 245.2976 | 245.2653 | 245.233 | 245.2007 | 245.1684 | 245.1361 | 243.7131 | 243.651 | 243.5889 | 243.5268 | 243.4646 | 243.4025 | 243.3404 | 243.2783 | 243.2161 | 243.154 | 243.0919 | 243.0298 | 242.9676 | 242.9055 | 242.8434 | 242.7813 | 242.7191 | 242.657 | 242.5949 | 242.5328 | 242.4707 | 242.4085 | 242.3464 | 242.2843 | 242.2221 | 242.16 | 242.0979 | 242.0358 | 241.9736 | 241.9115 | 241.8494 | 241.7873 | 241.7252 | 241.663 | 241.6009 | 241.5388
| Total Demand + Target Headroom |  | Ml/d | 2 | 0 | 0 | 230.72 | 233.7664 | 229.3946 | 227.3825 | 228.9319 | 229.8613 | 232.0607 | 233.3601 | 235.1595 | 235.5089 | 236.6283 | 237.2622 | 238.8946 | 239.5969 | 239.9793 | 241.3117 | 242.1241 | 242.6665 | 242.9689 | 243.2712 | 244.2736 | 244.306 | 245.4784 | 246.6108 | 247.4732 | 248.0355 | 248.9379 | 250.0403 | 250.4927 | 251.0727 | 251.6427 | 252.6627 | 252.6727 | 253.4827 | 253.5527 | 255.0927 | 255.1227 | 255.9227 | 256.1827 | 256.9327 | 256.8227 | 258.0027 | 258.5227 | 258.6727 | 259.1927 | 259.3727 | 259.9327 | 260.4427 | 261.3427 | 262.0027 | 262.4727 | 263.0627 | 263.3327 | 263.6827
DYCP Final Plan |  |  |  |  | 2019-20 | 2020-21 | 2021-22 | 2022-23 | 2023-24 | 2024-25 | 2025-26 | 2026-27 | 2027-28 | 2028-29 | 2029-30 | 2030-31 | 2031-32 | 2032-33 | 2033-34 | 2034-35 | 2035-36 | 2036-37 | 2037-38 | 2038-39 | 2039-40 | 2040-41 | 2041-42 | 2042-43 | 2043-44 | 2044-45 | 2045-46 | 2046-47 | 2047-48 | 2048-49 | 2049-50 | 2050-51 | 2051-52 | 2052-53 | 2053-54 | 2054-55 | 2055-56 | 2056-57 | 2057-58 | 2058-59 | 2059-60 | 2060-61 | 2061-62 | 2062-63 | 2063-64 | 2064-65 | 2065-66 | 2066-67 | 2067-68 | 2068-69 | 2069-70 | 2070-71 | 2071-72 | 2072-73 | 2073-74 | 2074-75 | 2075-76 | 2076-77 | 2077-78 | 2078-79 | 2079-80 | 2080-81 | 2081-82 | 2082-83 | 2083-84 | 2084-85 | 2085-86 | 2086-87 | 2087-88 | 2088-89 | 2089-90 | 2090-91 | 2091-92 | 2092-93 | 2093-94 | 2094-95 | 2095-96 | 2096-97 | 2097-98 | 2098-99 | 2099-100
| Measured HH consumption |  | Ml/d | 2 | 0 | 0 | 41.61 | 44.1541 | 46.5822 | 49.2502 | 50.7888 | 53.033 | 60.1445 | 71.0553 | 85.7 | 102.1041 | 117.6516 | 129.1579 | 127.2522 | 127.0233 | 124.595 | 124.1559 | 123.7187 | 123.1779 | 122.5861 | 122.1454 | 121.8609 | 121.5745 | 121.2783 | 120.9675 | 120.9673 | 120.956 | 120.9376 | 120.9083 | 120.87 | 121.5445 | 121.8806 | 122.1991 | 122.4995 | 122.7923 | 123.1064 | 123.4035 | 123.7 | 123.9855 | 124.2708 | 124.567 | 124.8627 | 125.2327 | 125.4732 | 125.79 | 126.1174 | 126.4547 | 126.7905 | 127.1158 | 127.4503 | 127.7749 | 128.0996 | 128.4332 | 128.7468 | 129.0698
| Unmeasured HH consumption |  | Ml/d | 2 | 0 | 0 | 124.28 | 121.25 | 117.89 | 115.42 | 114.3493 | 112.4445 | 104.3434 | 91.2856 | 73.4293 | 52.6983 | 32.9709 | 17.8956 | 17.7479 | 17.6121 | 17.4417 | 17.2533 | 17.0611 | 16.8618 | 16.6733 | 16.5245 | 16.4035 | 16.2912 | 16.1877 | 16.0931 | 16.0392 | 15.9744 | 15.9089 | 15.853 | 15.8066 | 15.8332 | 15.8545 | 15.8866 | 15.9089 | 15.9312 | 15.9434 | 15.9656 | 15.978 | 15.9907 | 16.0135 | 16.0261 | 16.0385 | 16.0583 | 16.0531 | 16.0552 | 16.047 | 16.0386 | 16.0303 | 16.0222 | 16.0144 | 16.0165 | 16.0186 | 16.0211 | 16.0235 | 16.026
| Non-HH consumption |  | Ml/d | 2 | 0 | 0 | 29.06 | 28.8024 | 30.0024 | 29.7724 | 29.5657 | 28.3309 | 27.6956 | 27.1086 | 27.0747 | 26.5524 | 26.8001 | 26.5478 | 27.1607 | 26.8079 | 26.4852 | 27.0252 | 27.0852 | 26.8352 | 27.4852 | 27.1052 | 27.5352 | 26.8352 | 27.3552 | 27.6552 | 27.8652 | 27.6952 | 27.8352 | 28.1952 | 27.9352 | 27.8752 | 27.9152 | 28.5952 | 28.2052 | 28.6852 | 28.2952 | 29.4452 | 29.2352 | 29.5852 | 29.4052 | 29.7852 | 29.4952 | 30.3352 | 30.4752 | 30.0852 | 30.2852 | 30.2052 | 30.3852 | 30.3752 | 30.9452 | 31.1752 | 31.2652 | 31.4052 | 31.2352 | 31.4452
| Total Leakage |  | Ml/d | 2 | 0 | 0 | 26.93 | 30.71 | 26 | 24 | 22.0046 | 22.3963 | 22.039 | 21.0004 | 20.2544 | 19.4373 | 18.8158 | 18.2796 | 17.9281 | 17.6916 | 17.3804 | 17.0191 | 16.6578 | 16.2965 | 15.9752 | 15.9026 | 15.82 | 15.7374 | 15.6648 | 15.5822 | 15.4996 | 15.417 | 15.3444 | 15.2718 | 15.1892 | 15.1066 | 15.034 | 14.9614 | 14.8812 | 14.8212 | 14.7612 | 14.7012 | 14.6212 | 14.5512 | 14.4812 | 14.4012 | 14.3312 | 14.2612 | 14.1812 | 14.1112 | 14.0412 | 13.9712 | 13.9012 | 13.8312 | 13.7612 | 13.6912 | 13.6212 | 13.5512 | 13.4812 | 13.4112
| Other demand components |  | Ml/d | 2 | 0 | 0 | 3.14 | 3.14 | 3.14 | 3.14 | 3.14 | 3.14 | 3.14 | 3.14 | 3.14 | 3.14 | 3.14 | 3.14 | 3.14 | 3.14 | 3.14 | 3.14 | 3.14 | 3.14 | 3.14 | 3.14 | 3.14 | 3.14 | 3.14 | 3.14 | 3.14 | 3.14 | 3.14 | 3.14 | 3.14 | 3.14 | 3.14 | 3.14 | 3.14 | 3.14 | 3.14 | 3.14 | 3.14 | 3.14 | 3.14 | 3.14 | 3.14 | 3.14 | 3.14 | 3.14 | 3.14 | 3.14 | 3.14 | 3.14 | 3.14 | 3.14 | 3.14 | 3.14 | 3.14 | 3.14
| Total Water Available for use |  | Ml/d | 2 | 0 | 0 | 235.3472 | 235.07 | 234.9943 | 249.8923 | 249.8166 | 249.741 | 244.6653 | 239.5896 | 234.2139 | 234.1382 | 231.1625 | 231.0868 | 237.5111 | 240.4701 | 237.3598 | 237.2841 | 237.2084 | 237.1327 | 227.0131 | 226.951 | 223.0889 | 223.0268 | 222.9646 | 222.9025 | 222.8404 | 232.7783 | 232.7161 | 242.654 | 252.5919 | 252.5298 | 252.4676 | 252.4055 | 252.3434 | 252.2813 | 252.2191 | 252.157 | 252.0949 | 252.0328 | 251.9707 | 251.9085 | 251.8464 | 251.7843 | 251.7221 | 251.66 | 251.5979 | 251.5358 | 251.4736 | 251.4115 | 261.3494 | 261.2873 | 261.2252 | 261.163 | 261.1009 | 261.0388
| Total Demand + Target Headroom |  | Ml/d | 2 | 0 | 0 | 230.72 | 233.7664 | 229.3946 | 227.3825 | 225.7084 | 224.8447 | 223.2424 | 219.5099 | 215.5184 | 209.442 | 204.4984 | 199.8409 | 197.9088 | 196.9549 | 193.4523 | 192.8835 | 191.8728 | 190.5313 | 189.0098 | 187.8677 | 187.5996 | 186.3483 | 186.236 | 186.0579 | 185.9512 | 185.5425 | 185.476 | 185.5983 | 185.051 | 185.4195 | 185.8442 | 186.7223 | 186.5848 | 187.2699 | 187.2162 | 188.6355 | 188.5244 | 189.1926 | 189.3207 | 189.9294 | 189.6876 | 190.8073 | 191.1126 | 191.1316 | 191.5208 | 191.5697 | 191.9971 | 192.3743 | 193.141 | 193.6677 | 194.0045 | 194.4607 | 194.5967 | 194.8122

## 4. Options Appraisal Summary
Water Company | Portsmouth Water | Version | jet-20240206-190500-st-hybrid-dy-w1-tree16.05-options-v67-gov-led-hybridcp2-ppp5-pwh15-har2-twd14-no-force-kni-no-force-less-2075-fix-bvp¦Situation 4 |  | Back to title page
Table 4: WC Level - Options Appraisal Summary | [32 empty] | Natural capital Summary | Biodiversity and Habitat |  | Climate Regulation |  | Natural Hazard Regulation |  | Water Purification |  | Water Regulation |  | Recreation and Tourism
WRMP24 Reference | Option ID | Option Name | Option type Defined List | Option Group | WRZ(s) benefitting from option Defined codes, accept multiples using "," separator, or "Company Wide" | Option status Defined | Third Party Option Flag Y/N | Partnership Option TOTEX - all parties (where applicable) | Interdependent Options (State one or more option IDs) | Preferred (Most Likely) Programme Y/N | Least Cost Programme Y/N | Ofwat Core Programme Y/N | Alternative Programme 1 Y/N | Alternative Programme 2 Y/N | Alternative Programme 3 Y/N | Reason for option rejection | WRZ transfer is from Defined List | WRZ transfer is to Defined List | Gains in WAFU / Savings in Demand on full implementation (Ml/d) | Option benefits lead-in time (Years) | First year of option use in preferred programme (year) (Preferred programme (most likely) only) | Totex expenditure prior to option in use (£m) | Totex expenditure per annum post option in use under maximum utilisation scenario (£m) | Average totex expenditure per annum post option in use (£m) | Average option utilisation used for average totex expenditure and operational carbon forecasts (Ml/d) | Maximum option utilisation across the planning period (Ml/d) | Embodied carbon emissions (tCO2 equivalent) | Operational carbon emissions under maximum utilisation scenario (tCO2 equivalent per annum) | Average operational carbon emissions (tCO2 equivalent per annum) | Total Carbon Cost (£M) | Average Incremental Cost (AIC) (p/m3) | Total NPC (£m) | Natural capital impact of option (£m/y) | B&H Non-monetised metric where applicable (Biodiversity habitat Units) | B&H Monetised metric where applicable (£M) | CR Non-monetised metric where applicable (define units) | CR Monetised metric where applicable (£M) | NHR Non-monetised metric where applicable (define units) | NHR Monetised metric where applicable (£M) | WP Non-monetised metric where applicable (Improvement/Deterioration) | WP Monetised metric where applicable (£M) | WReg Non-monetised metric where applicable (SEA Score) | WReg Monetised metric where applicable (£M) | R&T Non-monetised metric where applicable (define units) | R&T Monetised metric where applicable (£M) | Minimum Flow Ml/d | WRSE Option List | Average Incremental Cost (AIC) (p/m3) (NPC at min flow) | Alternative Programme 4 Y/N | Alternative Programme 5 Y/N | Alternative Programme 6 Y/N | Alternative Programme 7 Y/N | Benefit Type | Comment | Draft Plan Option ID | Capacity Ml/d
51cP | PRT_SRN Otterbourne WSW-Source A p | SRN Otterbourne WSW to Source A | External potable bulk supply/transfer | Distribution Options | PWSPRT | Preferred | Y |  |  | Y | Y | Y | Y | Y | N |  | SWSHSE | PWSPRT | 45 | 5 | 2039/40 | 31.9056 | 0.63382 | 7.218 | 42.9673 | 45 | 10052.3844 | 13.9944 | 13.3622 | 4.2114 | 10.3148 | 39.0518 | -1.0438e-05 | -80.1777 |  |  | -6.3497e-06 |  | -4.088e-06 | No Change |  | -4 |  |  |  | 0 | SWS_PRT_HI-TFR_HSE_ALL_otterbo-Source A p SWS_PRT_EF-TFR_REP_ALL_otterbour-Source A m p | 8.1303 | Y | Y | Y | Y | Transfer |  | PRT_SRN Otterbourne WSW-Source A p | 45
51aP | PRT_PWE_HI-TFR_TWJ_ALL_SRN Pulborough WSW-havant r 50 | SRN Pulborough WSW To Havant Thicket: 50Ml/d | External raw water bulk supply/transfer | Resource Options | PWSPRT | Preferred | Y |  | Inclusive with: SWS_havant th-Pulborough WSW r 50 pipe WTW phase 2, SWS_SNZ_HI-TFR_PWE_ALL_havant -hardha r 50 Bidirectional Version: SWS_SNZ_HI-TFR_PWE_ALL_havant -hardha r 50 | Y | Y | N | Y | Y | N |  | SWSSNT | PWSPRT | 50 | 5 | n/a | 0 | 3.0185 | 0 | 0 | 0 | 0 | 81.926 | 0 | 2.7374 | 16.5398 | 69.5772 | 0 | 0 |  |  | 0 |  | 0 | Detiorating |  | 0 |  |  |  | 0 | PRT_PWE_HI-TFR_TWJ_ALL_Pulborough WSW-havant r 50 PRT_PWE_EF-TFR_RE1_ALL_Pulborough WSW-havant t r | 0 | Y | N | Y | Y | Transfer | PRT_PWE_HI-TFR_TWJ_ALL_Pulborough WSW-havant r 50: variable costs only | PRT_PWE_HI-TFR_TWJ_ALL_SRN Pulborough WSW-havant r 50 | 50
51dP | PRT_PRT_RE-OTH_ALL_ALL_tubs | Temporary use bans | Drought - water use restrictions | Customer Options | PWSPRT | Preferred | N |  |  | Y | Y | Y | Y | Y | Y |  |  |  | 13.5 | 0 | 2025/26 |  |  |  | 13.5 | 13.5 | [15 empty] | 2 |  |  |  | 0 | PRT_PRT_RE-OTH_ALL_ALL_tubs | 0 | Y | Y | Y | Y | New Resource |  | PRT_PRT_RE-OTH_ALL_ALL_tubs | 13.5
51dP | PRT_PRT_RE-OTH_ALL_ALL_neubs | Non-essential use bans | Drought - water use restrictions | Customer Options | PWSPRT | Preferred | N |  | After: PRT_PRT_RE-OTH_ALL_ALL_tubs | Y | Y | Y | Y | Y | Y |  |  |  | 5.3 | 0 | 2025/26 |  |  |  | 5.3 | 5.3 | [15 empty] | 2 |  |  |  | 0 | PRT_PRT_RE-OTH_ALL_ALL_neubs | 0 | Y | Y | Y | Y | New Resource |  | PRT_PRT_RE-OTH_ALL_ALL_neubs | 5.3
51aP | PRT_PRT_RE-DRP_ALL_ALL_Source S drought | Drought Permit: Source S (to 2041) | Drought permits/orders | Resource Options | PWSPRT | Preferred | N |  |  | Y | Y | Y | Y | Y | Y |  |  |  | 3.4 |  | 2025/26 |  | 0.019937 | 1.593 | 0.68512 | 3.4 | 100 | 0.46421 | 0.1051 | 0.034201 | 8.9495 | 1.3432 | [9 empty] | -4 |  |  |  | 0 | PRT_PRT_RE-DRP_ALL_ALL_Source S drought | 8.9393 | Y | Y | Y | Y | New Resource |  | PRT_PRT_RE-DRP_ALL_ALL_Source S drought | 3.4
51cU | PRT_PRT_HI-TFR_RZ5_ALL_sew transfer 20mld | (R046 ) SEW P'fields-Works A 20MLD | External potable bulk supply/transfer | Distribution Options | PWSPRT | Unconstrained | N |  |  | N | N | N | N | N | N | Avoiding duplication. This transfer is being developed by SEW as part of the WRSE transfer workstream. | SEWFN5 | PWSPRT | [28 empty] | PRT_PRT_HI-TFR_RZ5_ALL_sew transfer 20mld |  | N | N | N | N |  |  | PRT_PRT_HI-TFR_RZ5_ALL_sew transfer 20mld
51cU | PRT_PRT_HI-TFR_RZ5_ALL_sew transfer 10mld | (R045 ) SEW P'fields-Clanfield 10MLD | External potable bulk supply/transfer | Distribution Options | PWSPRT | Unconstrained | N |  |  | N | N | N | N | N | N | Avoiding duplication. This transfer is being developed by SEW as part of the WRSE transfer workstream. | SEWFN5 | PWSPRT | [28 empty] | PRT_PRT_HI-TFR_RZ5_ALL_sew transfer 10mld |  | N | N | N | N |  |  | PRT_PRT_HI-TFR_RZ5_ALL_sew transfer 10mld
51aP | PRT_PRT_HI-TFR_HTE_ALL_ht to Reservoir C 20_p2 | HT to SRN Otterbourne WSW 20Ml/d spur to Reservoir C: 10Ml/d WTW Phase 2 | Internal raw water transfer | Resource Options | PWSPRT | Preferred | N |  | After: PRT_PRT_HI-TFR_HTE_ALL_ht to Reservoir C 20_p1 | Y | Y | N | Y | N | N |  |  |  | n/a (see Capacity Ml/d for size) | 5 | 2049/50 | 9.8409 | 1.3528 | 1.829 | 6.3027 | 10 | 3665.2015 | 17158.0367 | 10814.2645 | 668.1272 | 45.0418 | 37.8951 | [9 empty] | 0 |  |  |  | 0 | PRT_PRT_HI-ROC_WT2_ALL_hoadshill treatment PRT_PRT_HI-TFR_HTE_ALL_ht to o-hoadsh r 20 | 14.5919 | N | N | N | N | In-Zone Infrastructure | PRT_PRT_HI-TFR_HTE_ALL_ht to o-hoadsh r 20: variable costs only | PRT_PRT_HI-TFR_HTE_ALL_ht to Reservoir C 20_p2 | 10
51aP | PRT_PRT_HI-TFR_HTE_ALL_ht to Reservoir C 20_p1 | HT to SRN Otterbourne WSW 20Ml/d spur to Reservoir C: 10Ml/d WTW Phase 1 | Internal raw water transfer | Resource Options | PWSPRT | Preferred | N |  |  | Y | Y | N | Y | N | N |  |  |  | n/a (see Capacity Ml/d for size) | 5 | 2049/50 | 22.0362 | 1.4801 | 2.4119 | 3.9538 | 10 | 5788.3205 | 17158.0367 | 6784.0091 | 668.9971 | 59.5084 | 50.0663 | [9 empty] | -3 |  |  |  | 0 | PRT_PRT_HI-TFR_HTE_ALL_ht to o-hoadsh r 20 PRT_PRT_HI-ROC_WT1_ALL_hoadshill treatment | 29.0585 | N | N | N | N | In-Zone Infrastructure |  | PRT_PRT_HI-TFR_HTE_ALL_ht to Reservoir C 20_p1 | 10
51aU | PRT_PRT_HI-RSR_RE1_ALL_w'ton impound res | (R012) New impounding reservoir on the Wallington | New reservoir | Resource Options | PWSPRT | Unconstrained | N |  |  | N | N | N | N | N | N | Development of an impounding reservoir presents significant WFD deterioration risks and also high potential social impact considering uses of the river. Downstream impacts to environmental designated sites likely to be high and make this option infeasible from a regulatory stance. Both the Upper Wallington and the Wallington below Southwick WFD catchments are classed as Moderate overall and the hydrological regime DNSG with water industry groundwater abstraction listed as a reason for not achieving good. Furthermore, significant investment would be required to develop surface water treatment facilities (as opposed to Chalk groundwater treatment currently in use within the company's supply area), and this may not be warranted for a catchment likely to produce only small yields. | [30 empty] | PRT_PRT_HI-RSR_RE1_ALL_w'ton impound res |  | N | N | N | N |  |  | PRT_PRT_HI-RSR_RE1_ALL_w'ton impound res
51aU | PRT_PRT_HI-RSR_RE1_ALL_testwood store 10mld | (R017) Testwood Lakes pumped storage 10 Ml/d | New reservoir | Resource Options | PWSPRT | Unconstrained | N |  |  | N | N | N | N | N | N | A new abstraction on the River Test is unlikely to receive regulatory backing. The Test (Lower) WFD catchment holds an overall Moderate classification (2019 cycle 3). The River Test is designated as a SSSI, SPA and forms part of the Solent and Southampton RAMSAR site, and so there would likely be strong opposition from both the EA and Natural England towards this option. Liaison with Southern Water during the options identification phases has not revealed this as a viable option taking account of existing WINEP investigations and restrictions to abstraction within the catchment. | [30 empty] | PRT_PRT_HI-RSR_RE1_ALL_testwood store 10mld |  | N | N | N | N |  |  | PRT_PRT_HI-RSR_RE1_ALL_testwood store 10mld
51aU | PRT_PRT_HI-RSR_RE1_ALL_southleigh wsr 15mld | (R058) Southleigh Forest Winter Storage Reservoir - 15 Ml/d | New reservoir | Resource Options | PWSPRT | Unconstrained | N |  |  | N | N | N | N | N | N | Insufficient information available for this option to be progressed further at this stage. | [30 empty] | PRT_PRT_HI-RSR_RE1_ALL_southleigh wsr 15mld |  | N | N | N | N |  |  | PRT_PRT_HI-RSR_RE1_ALL_southleigh wsr 15mld
51aU | PRT_PRT_HI-RSR_RE1_ALL_s fm res 20mld | (R019) S Farm 20 Ml/d | New reservoir | Resource Options | PWSPRT | Unconstrained | N |  |  | N | N | N | N | N | N | This site is no longer available as it has been selected by Havant Borough Council for housing development. | [30 empty] | PRT_PRT_HI-RSR_RE1_ALL_s'leigh fm res 20mld |  | N | N | N | N |  |  | PRT_PRT_HI-RSR_RE1_ALL_s fm res 20mld
51aU | PRT_PRT_HI-RSR_RE1_ALL_meon impound res | (R011) New impounding reservoir on the Meon | New reservoir | Resource Options | PWSPRT | Unconstrained | N |  |  | N | N | N | N | N | N | Development of an impounding reservoir presents significant WFD deterioration risks, and also high potential social impact considering uses of the river. The Meon WFD catchment is classed as Moderate overall and the hydrological regime DNSG (Cycle 3, 2019) with the reason for not achieving good noted as due to water industry groundwater abstraction. Also downstream impacts to environmental designated sites likely to be high and make this option infeasible from a regulatory stance. Furthermore, significant investment would be required to develop surface water treatment facilities (as opposed to Chalk groundwater treatment currently in use within the company's supply area). | [30 empty] | PRT_PRT_HI-RSR_RE1_ALL_meon impound res |  | N | N | N | N |  |  | PRT_PRT_HI-RSR_RE1_ALL_meon impound res
51aU | PRT_PRT_HI-RSR_RE1_ALL_lu fm wsr 18mld | (R056) Lu Farm Winter Storage Reservoir - 18 Ml/d | New reservoir | Resource Options | PWSPRT | Unconstrained | N |  |  | N | N | N | N | N | N | Insufficient information available for this option to be progressed further at this stage. | [30 empty] | PRT_PRT_HI-RSR_RE1_ALL_lumley fm wsr 18mld |  | N | N | N | N |  |  | PRT_PRT_HI-RSR_RE1_ALL_lu fm wsr 18mld
51aU | PRT_PRT_HI-RSR_RE1_ALL_lo fm wsr15mld | (R057) Lo Farm Winter Storage Reservoir - 15 Ml/d | New reservoir | Resource Options | PWSPRT | Unconstrained | N |  |  | N | N | N | N | N | N | Insufficient information available for this option to be progressed further at this stage. | [30 empty] | PRT_PRT_HI-RSR_RE1_ALL_loveders fm wsr15mld |  | N | N | N | N |  |  | PRT_PRT_HI-RSR_RE1_ALL_lo fm wsr15mld
51aU | PRT_PRT_HI-RSR_RE1_ALL_itchen impound res | (R009) New impounding reservoir on the Itchen | New reservoir | Resource Options | PWSPRT | Unconstrained | N |  |  | N | N | N | N | N | N | Development of an impounding reservoir presents significant WFD deterioration risks and also high potential social impact considering uses of the river. The Itchen is also designated as a SSSI and SAC and so there would likely be strong opposition from both the EA and Natural England towards this option, especially taking account of ongoing WINEP investigations within the catchmnet and regulatory pressure to return the flow regime of the river to a more natural state. The Itchen WFD catchment holds an overall Moderate classification (2019 cycle 3) and the hydrological regime is DNSG. | [30 empty] | PRT_PRT_HI-RSR_RE1_ALL_itchen impound res |  | N | N | N | N |  |  | PRT_PRT_HI-RSR_RE1_ALL_itchen impound res
51aU | PRT_PRT_HI-RSR_RE1_ALL_ht wsr c 16mld | (R015) Havant Thicket Winter Storage Reservoir Option C - 'Reduced footprint ' 16 Ml/d | New reservoir | Resource Options | PWSPRT | Unconstrained | N |  |  | N | N | N | N | N | N | Option RO13 (Havant Thicket Option A) was selected to preferred list in WRMP19 screening so this option is no longer required. | [30 empty] | PRT_PRT_HI-RSR_RE1_ALL_ht wsr c 16mld |  | N | N | N | N |  |  | PRT_PRT_HI-RSR_RE1_ALL_ht wsr c 16mld
51aU | PRT_PRT_HI-RSR_RE1_ALL_ht wsr b 45mld | (R014) Havant Thicket Winter Storage Reservoir Option B - 'Supersize Design' 45 Ml/d | New reservoir | Resource Options | PWSPRT | Unconstrained | N |  |  | N | N | N | N | N | N | Option RO13 (Havant Thicket Option A) was selected to preferred list in WRMP19 screening so this option is no longer required. | [30 empty] | PRT_PRT_HI-RSR_RE1_ALL_ht wsr b 45mld |  | N | N | N | N |  |  | PRT_PRT_HI-RSR_RE1_ALL_ht wsr b 45mld
51aU | PRT_PRT_HI-RSR_RE1_ALL_hamble impound res | (R010) New impounding reservoir on the Hamble | New reservoir | Resource Options | PWSPRT | Unconstrained | N |  |  | N | N | N | N | N | N | Development of an impounding reservoir presents significant WFD deterioration risks and also high potential social impact considering uses of the river. Downstream impacts to environmental designated sites likely to be high and make this option infeasible from a regulatory stance. Furthermore, significant investment would be required to develop surface water treatment facilities (as opposed to Chalk groundwater treatment currently in use within the company's supply area). | [30 empty] | PRT_PRT_HI-RSR_RE1_ALL_hamble impound res |  | N | N | N | N |  |  | PRT_PRT_HI-RSR_RE1_ALL_hamble impound res
51aU | PRT_PRT_HI-RSR_RE1_ALL_colden wsr 10mld | (R016) Colden Common Winter Storage Reservoir 10 Ml/d | New reservoir | Resource Options | PWSPRT | Unconstrained | N |  |  | N | N | N | N | N | N | Considering work done to date to account for the impact of abstraction on the River Itchen it is unlikely that additional abstraction on the river would receive regulatory backing. Early consultation with the Environment Agency has raised significant concerns with options to increase abstraction from the River Itchen. The Itchen WFD catchment holds an overall Moderate classification (2019 cycle 3) and the hydrological regime is DNSG due to physical modifications made for conservation. The Itchen is designated as a SSSI and SAC and so there would likely be strong opposition from both the EA and Natural England towards this option. | [30 empty] | PRT_PRT_HI-RSR_RE1_ALL_colden wsr 10mld |  | N | N | N | N |  |  | PRT_PRT_HI-RSR_RE1_ALL_colden wsr 10mld
51aU | PRT_PRT_HI-RSR_RE1_ALL_boarhut wsr 10mld | (R018) Boarhunt Winter Storage Reservoir (Meon) 10 Ml/d | New reservoir | Resource Options | PWSPRT | Unconstrained | N |  |  | N | N | N | N | N | N | The EA abstraction licencing strategy shows that there are no surface water availability at low flows for the Meon catchment. The Meon WFD catchment is classed as Moderate overall and the hydrological regime DNSG (Cycle 3, 2019) with the reason for not achieving good noted as due to water industry groundwater abstraction. Therefore the EA confirmed during early consultation that they are unlikely to support additional abstraction at this location. The site incorporates ancient woodland, which presents additional challenges. | [30 empty] | PRT_PRT_HI-RSR_RE1_ALL_boarhut wsr 10mld |  | N | N | N | N |  |  | PRT_PRT_HI-RSR_RE1_ALL_boarhut wsr 10mld
51bU | PRT_PRT_HI-ROC_RE2_ALL_lower borehole pumps | (R078) Lower borehole pumps | Water treatment works capacity increase | Production Options | PWSPRT | Unconstrained | N |  |  | N | N | N | N | N | N | This option poses WFD risk for the groundwater bodies and dependent surface water bodies, which the EA confirmed during early consultation as part of the WRMP24 option screning process. Source N is an example of a source where this could be considered, but regulator concerns and separate ambitions to reduce abstraction frrom the Chalk flag significant uncertainties. | [30 empty] | PRT_PRT_HI-ROC_RE2_ALL_lower borehole pumps |  | N | N | N | N |  |  | PRT_PRT_HI-ROC_RE2_ALL_lower borehole pumps
51bU | PRT_PRT_HI-ROC_RE1_ALL_recommission pw bhs | (R081) Commission unused Portsmouth Water boreholes (increase source yield) | Water treatment works capacity increase | Production Options | PWSPRT | Unconstrained | N |  |  | N | N | N | N | N | N | WFD risk and regulator promotability. The yield from such boreholes is largely unexamined and therefore uncertain. Further work and WQ assessments would be required. In many cases, decommissioned assets suffer from production or quality issues. Notwithstanding these issues, the prospect of increased abstraction from the Chalk raised significant concerns for the EA during early consutlation with them as part of the WRM24 screening process. | [30 empty] | PRT_PRT_HI-ROC_RE1_ALL_recommission pw bhs |  | N | N | N | N |  |  | PRT_PRT_HI-ROC_RE1_ALL_recommission pw bhs
51cU | PRT_PRT_HI-ROC_NET_ALL_trunk main expansion | (D008) Trunk Main Expansion | Trunk mains renewal/new | Distribution Options | PWSPRT | Unconstrained | N |  |  | N | N | N | N | N | N | Trunk main constraints do not currently limit DO from existing sources. This option would not address Portsmouth Water's WRZ planning problem directly without more specific plans. Specific schemes that reduce relience on signle sources and improve resilience to >25k customers are being considered as "resilience"" options." |  |  | n/a (see Capacity Ml/d for size) | [27 empty] | PRT_PRT_HI-ROC_NET_ALL_trunk main expansion |  | N | N | N | N | In-Zone Infrastructure |  | PRT_PRT_HI-ROC_NET_ALL_trunk main expansion
51cU | PRT_PRT_HI-ROC_NET_ALL_pinch points | (WS_59) Pinch point mitigation | Trunk mains renewal/new | Distribution Options | PWSPRT | Unconstrained | N |  |  | N | N | N | N | N | N | This option would not address Portsmouth Water's WRZ planning problem directly without more specific plans. Specific schemes that reduce relience on signle sources and improve resilience to >25k customers are being considered as "resilience"" options. Specific options will be considered under the WRSE resilience workstream." |  |  | n/a (see Capacity Ml/d for size) | [27 empty] | PRT_PRT_HI-ROC_NET_ALL_pinch points |  | N | N | N | N | In-Zone Infrastructure |  | PRT_PRT_HI-ROC_NET_ALL_pinch points
51cU | PRT_PRT_HI-ROC_NET_ALL_national water grid | (R048) National Water Grid | Trunk mains renewal/new | Distribution Options | PWSPRT | Unconstrained | N |  |  | N | N | N | N | N | N | Lack of robust information available to consider this option further at this stage. This option in itself is beyond the remit of Portsmouth Water, or WRSE. However, the WRSE group is activetly supporting the ambitions of the Water Resources National Framework, and collectively developing a number of Strategic Regional Options to facilitate inter-regional transfers. |  |  | n/a (see Capacity Ml/d for size) | [27 empty] | PRT_PRT_HI-ROC_NET_ALL_national water grid |  | N | N | N | N | In-Zone Infrastructure |  | PRT_PRT_HI-ROC_NET_ALL_national water grid
51cP | PRT_PRT_HI-ROC_NET_ALL_Works A to Reservoir B 20_p2 | HT 20 Ml/d to Reservoir B via Works A: Phase 2 10Ml/d WTW | Trunk mains renewal/new | Distribution Options | PWSPRT | Preferred | N |  | After: PRT_PRT_HI-ROC_NET_ALL_Works A to Reservoir B 20_p1 After: PRT_PRT_HI-ROC_NET_ALL_Works A to Reservoir B 20_p1 | Y | Y | N | Y | N | N |  |  |  | n/a (see Capacity Ml/d for size) | 5 | 2046/47 | 9.8035 | 1.3575 | 8.0856 | 10 | 10 | 3665.2015 | 17155.3917 | 17155.3917 | 668.0501 | 45.1442 | 37.9813 | [9 empty] | 0 |  |  |  | 0 | PRT_PRT_HI-ROC_NET_ALL_farl to racton 20 PRT_PRT_HI-ROC_WT2_ALL_farl treatment | 14.5517 | N | N | Y | N | In-Zone Infrastructure |  | PRT_PRT_HI-ROC_NET_ALL_Works A to Reservoir B 20_p2 | 10
51cP | PRT_PRT_HI-ROC_NET_ALL_Works A to Reservoir B 20_p1 | HT 20 Ml/d to Reservoir B via Works A: Phase 1 10Ml/d WTW | Trunk mains renewal/new | Distribution Options | PWSPRT | Preferred | N |  |  | Y | Y | Y | Y | N | N |  |  |  | n/a (see Capacity Ml/d for size) | 5 | 2046/47 | 12.5781 | 1.4347 | 4.3761 | 9.6177 | 10 | 4311.6139 | 17155.3917 | 16499.5892 | 668.4086 | 49.1875 | 41.383 | [9 empty] | 0 |  |  |  | 0 | PRT_PRT_HI-ROC_WT1_ALL_farl treatment PRT_PRT_HI-ROC_NET_ALL_farl to racton 20 | 18.5949 | N | N | Y | N | In-Zone Infrastructure |  | PRT_PRT_HI-ROC_NET_ALL_Works A to Reservoir B 20_p1 | 10
51cU | PRT_PRT_HI-ROC_NET_ALL_distrubtion main | (D009) Distribution Main Expansion | Trunk mains renewal/new | Distribution Options | PWSPRT | Unconstrained | N |  |  | N | N | N | N | N | N | Trunk main constraints do not currently limit DO from existing sources. This option would not address Portsmouth Water's WRZ planning problem directly without more specific plans. Specific schemes that reduce relience on signle sources and improve resilience to >25k customers are being considered as "resilience"" options." |  |  | n/a (see Capacity Ml/d for size) | [27 empty] | PRT_PRT_HI-ROC_NET_ALL_distrubtion main |  | N | N | N | N | In-Zone Infrastructure |  | PRT_PRT_HI-ROC_NET_ALL_distrubtion main
51cP | PRT_PRT_HI-ROC_ALL_ALL_Source O booster | Upgrade Source O Booster to 25Mld | Trunk mains renewal/new | Distribution Options | PWSPRT | Preferred | N |  |  | Y | Y | Y | Y | Y | Y |  |  |  | 4.1 | 2 | 2033/34 | 0.69953 | 0.036697 | 0.26115 | 4.1 | 4.1 | 449.24 | 0.2007 | 0.094614 | 0.0046841 | 3.8395 | 1.4747 | [9 empty] | 0 |  |  |  | 0 | PRT_PRT_HI-ROC_ALL_ALL_Source O booster PRT_PRT_HI-OTH_RE1_ALL_htr conj use dummy | 2.7361 | Y | Y | Y | Y | New Resource |  | PRT_PRT_HI-ROC_ALL_ALL_Source O booster | 4.1
51aU | PRT_PRT_HI-REU_RE1_ALL_eff reuse SRN Works C | (R033) SRN Works C Effluent Reuse (Direct) | Water reuse | Resource Options | PWSPRT | Unconstrained | N |  |  | N | N | N | N | N | N | Direct effluent re-use is not currently promotable. | [30 empty] | PRT_PRT_HI-REU_RE1_ALL_eff reuse p'wood |  | N | N | N | N |  |  | PRT_PRT_HI-REU_RE1_ALL_eff reuse SRN Works C
51aU | PRT_PRT_HI-REU_RE1_ALL_eff reuse SRN Works B | (R034) SRN Works B Reuse Scheme (Direct) | Water reuse | Resource Options | PWSPRT | Unconstrained | N |  |  | N | N | N | N | N | N | Direct effluent re-use is not currently promotable. | [30 empty] | PRT_PRT_HI-REU_RE1_ALL_eff reuse peel |  | N | N | N | N |  |  | PRT_PRT_HI-REU_RE1_ALL_eff reuse SRN Works B
51aU | PRT_PRT_HI-REU_RE1_ALL_eff reuse SRN Works A | (R032 ) SRN Works A Effluent Reuse Scheme (Direct) | Water reuse | Resource Options | PWSPRT | Unconstrained | N |  |  | N | N | N | N | N | N | Direct effluent re-use is not currently promotable. Southern Water are considering other indirect uses of recycled water from SRN Works A. | [30 empty] | PRT_PRT_HI-REU_RE1_ALL_eff reuse budds fm |  | N | N | N | N |  |  | PRT_PRT_HI-REU_RE1_ALL_eff reuse SRN Works A
51aU | PRT_PRT_HI-REU_ALL_ALL_eff reuse glasshouse | (R085) Eff reuse glasshouses | Water reuse | Resource Options | PWSPRT | Unconstrained | N |  |  | N | N | N | N | N | N | Direct effluent re-use is not currently promotable for agricultural purposes. | [30 empty] | PRT_PRT_HI-REU_ALL_ALL_eff reuse glasshouse |  | N | N | N | N |  |  | PRT_PRT_HI-REU_ALL_ALL_eff reuse glasshouse
51aU | PRT_PRT_HI-RAB_RE2_ALL_itchen swab 30mld | (R042) River Itchen abstraction 30 Ml/d | New surface water | Resource Options | PWSPRT | Unconstrained | N |  |  | N | N | N | N | N | N | Considering work done to date to account for the impact of abstraction on the River Itchen it is unlikely that a licence variation of the Source A abstraction would receive regulatory backing. The Itchen WFD catchment holds an overall Moderate classification (2019 cycle 3) and the hydrological regime is DNSG due to physical modifications made for conservation. The Itchen is designated as a SSSI and SAC and so there would likely be strong opposition from both the EA and Natural England towards this option, which was confirmed during early consultation with the regulators as part of the WRMP24 option screen exercise. Abstraction restrictions for the protection of in river habitat implemented following Habitat Directive review of the Source A abstraction reduced the yield of this source. This option is presented based on the thought that a revised and perhaps lower level of flow restriction could be developed with additional migratory fish data. However, this data has not been collected and so there is no further evidence on which to base a revised licence condition. | [30 empty] | PRT_PRT_HI-RAB_RE2_ALL_itchen swab 30mld |  | N | N | N | N |  |  | PRT_PRT_HI-RAB_RE2_ALL_itchen swab 30mld
51aU | PRT_PRT_HI-RAB_RE2_ALL_itchen swab 20mld | (R041) River Itchen abstraction 20 Ml/d | New surface water | Resource Options | PWSPRT | Unconstrained | N |  |  | N | N | N | N | N | N | Considering work done to date to account for the impact of abstraction on the River Itchen it is unlikely that a licence variation of the Source A abstraction would receive regulatory backing. The Itchen WFD catchment holds an overall Moderate classification (2019 cycle 3) and the hydrological regime is DNSG due to physical modifications made for conservation. The Itchen is designated as a SSSI and SAC and so there would likely be strong opposition from both the EA and Natural England towards this option, which was confirmed during early consultation with the regulators as part of the WRMP24 option screen exercise. Abstraction restrictions for the protection of in river habitat implemented following Habitat Directive review of the Source A abstraction reduced the yield of this source. This option is presented based on the thought that a revised and perhaps lower level of flow restriction could be developed with additional migratory fish data. However, this data has not been collected and so there is no further evidence on which to base a revised licence condition. | [30 empty] | PRT_PRT_HI-RAB_RE2_ALL_itchen swab 20mld |  | N | N | N | N |  |  | PRT_PRT_HI-RAB_RE2_ALL_itchen swab 20mld
51aU | PRT_PRT_HI-RAB_RE2_ALL_itchen swab 10mld | (R040) River Itchen abstraction 10 Ml/d | New surface water | Resource Options | PWSPRT | Unconstrained | N |  |  | N | N | N | N | N | N | Considering work done to date to account for the impact of abstraction on the River Itchen it is unlikely that a licence variation of the Source A abstraction would receive regulatory backing. The Itchen WFD catchment holds an overall Moderate classification (2019 cycle 3) and the hydrological regime is DNSG due to physical modifications made for conservation. The Itchen is designated as a SSSI and SAC and so there would likely be strong opposition from both the EA and Natural England towards this option, which was confirmed during early consultation with the regulators as part of the WRMP24 option screen exercise. Abstraction restrictions for the protection of in river habitat implemented following Habitat Directive review of the Source A abstraction reduced the yield of this source. This option is presented based on the thought that a revised and perhaps lower level of flow restriction could be developed with additional migratory fish data. However, this data has not been collected and so there is no further evidence on which to base a revised licence condition. | [30 empty] | PRT_PRT_HI-RAB_RE2_ALL_itchen swab 10mld |  | N | N | N | N |  |  | PRT_PRT_HI-RAB_RE2_ALL_itchen swab 10mld
51aU | PRT_PRT_HI-RAB_RE2_ALL_incrs Source A mld | (R001) Increase Source A Abstraction 10 Ml/d | New surface water | Resource Options | PWSPRT | Unconstrained | N |  |  | N | N | N | N | N | N | Early consultation with the Environment Agency has raised significant concerns with options to increase abstraction from the River Itchen. Considering work done to date to account for the impact of abstraction on the River Itchen it is unlikely that a licence variation of the Source A abstraction would receive regulatory backing. The Itchen WFD catchment holds an overall Moderate classification (2019 cycle 3) and the hydrological regime is "DNSG"""". The Itchen is designated as a SSSI and SAC and so there would likely be strong opposition from both the EA and Natural England towards this option, taking account of ongoing investigations into the delivery of revised CSMG flow targets. Abstraction restrictions for the protection of in river habitat implemented following Habitat Directive review of the Source A abstraction reduced the yield of this source. This option was presented in WRMP19 for review, based on the thought that a revised and perhaps lower level of flow restriction could be developed with additional migratory fish data. However, this data has not been collected and so there is no further evidence on which to base a revised licence condition. """ | [30 empty] | PRT_PRT_HI-RAB_RE2_ALL_incrsSource A10mld |  | N | N | N | N |  |  | PRT_PRT_HI-RAB_RE2_ALL_incrs Source A mld
51aU | PRT_PRT_HI-RAB_RE2_ALL_Source A aug20mld | (R002) Increase Source A Abstraction through augmentation 20 Ml/d | New surface water | Resource Options | PWSPRT | Unconstrained | N |  |  | N | N | N | N | N | N | During communication with the EA during WRMP24 option screening this option was flagged as unlikely to gain the regulatory support for new augmentation schemes and increased abstraction in this catchment. The Itchen is designated as a SSSI and SAC and so there would likely be strong opposition from both the EA and Natural England towards this option, especially with regards to the ongoing investigations into the achievment of rCSMG flow targets and the presumption against "non-natural"" flow maintenance (i.e. augmentation). The Itchen WFD catchment holds an overall Moderate classification (2019 cycle 3) and the hydrological regime is DNSG." | [30 empty] | PRT_PRT_HI-RAB_RE2_ALL_Source A aug20mld |  | N | N | N | N |  |  | PRT_PRT_HI-RAB_RE2_ALL_Source A aug20mld
51aU | PRT_PRT_HI-RAB_RE1_ALL_r.meon swab | (R004) New surface water abstraction on the Meon at the tidal limit | New surface water | Resource Options | PWSPRT | Unconstrained | N |  |  | N | N | N | N | N | N | While this option seeks to limit the length of depleted river reach associated with a new surface water abstraction, communication with the EA during WRMP24 screening noted that abstraction licencing strategy shows there is no surface water availability at low flows. The Meon WFD catchment is classed as Moderate overall and the hydrological regime DNSG (Cycle 3, 2019) with the reason for not achieving good noted as due to water industry groundwater abstraction. Therefore the EA are unlikely to support additional abstraction at this location. Furthermore, significant investment would be required to develop surface water treatment facilities (as opposed to Chalk groundwater treatment currently in use within the company's supply area). | [30 empty] | PRT_PRT_HI-RAB_RE1_ALL_r.meon swab |  | N | N | N | N |  |  | PRT_PRT_HI-RAB_RE1_ALL_r.meon swab
51aU | PRT_PRT_HI-RAB_RE1_ALL_r.hamble swab | (R003) New surface water abstraction on the Hamble at the tidal limit | New surface water | Resource Options | PWSPRT | Unconstrained | N |  |  | N | N | N | N | N | N | While this option seeks to limit the length of depleted river reach associated with a new surface water abstraction, the EA's abstraction licencing strategy shows there are is surface water availability at low flows on the River Hamble. Impacts of this option on downstream environmental designated sites is likely to be significant or require the development of licence conditions that may limit the value of this option in provding significant DO without storage. These concerns were reiterated in early consultation with the EA during the option screening process. Furthermore, significant investment would be required to develop surface water treatment facilities (as opposed to Chalk groundwater treatment currently in use within the company's supply area). | [30 empty] | PRT_PRT_HI-RAB_RE1_ALL_r.hamble swab |  | N | N | N | N |  |  | PRT_PRT_HI-RAB_RE1_ALL_r.hamble swab
51aU | PRT_PRT_HI-RAB_RE1_ALL_r wallington swab | (R005) New surface water abstraction on the Wallington at the tidal limit | New surface water | Resource Options | PWSPRT | Unconstrained | N |  |  | N | N | N | N | N | N | While this option seeks to limit the length of depleted river reach associated with a new surface water abstraction, communication with the EA during WRMP24 screening noted the abstraction licencing strategy shows there is no surface water availability at low flows for the River Wallington. Impacts on downstream environmental designated sites likely to be significant. Both the Upper Wallington and the Wallington below Southwick WFD catchments are classed as Moderate overall and the hydrological regime DNSG with water industry groundwater abstraction listed as a reason for not achieving good. So this option is unlikely to receive regulatory backing. Furthermore, significant investment would be required to develop surface water treatment facilities (as opposed to Chalk groundwater treatment currently in use within the company's supply area). | [30 empty] | PRT_PRT_HI-RAB_RE1_ALL_r wallington swab |  | N | N | N | N |  |  | PRT_PRT_HI-RAB_RE1_ALL_r wallington swab
51aU | PRT_PRT_HI-RAB_RE1_ALL_r rother swab 15 mld | (R007) New surface water abstraction on the River Rother 15 Ml/d | New surface water | Resource Options | PWSPRT | Unconstrained | N |  |  | N | N | N | N | N | N | The EA's abstraction licencing strategy shows there is no surface water availability at low flows for the River Rother. Impacts on downstream environmental designated sites likely to be significant. Furthermore, any abstraction from the River Rother upstream of Southern Water's abstraction at SRN Pulborough WSW would have an impact on water availability for Southern Water's existing sources. The Western Rother WFD catchment is classed as Moderate overall and the hydrological regime DNSG with the reason for not achieving good status listed as water industry surface water abstraction. | [30 empty] | PRT_PRT_HI-RAB_RE1_ALL_r rother swab 15 mld |  | N | N | N | N |  |  | PRT_PRT_HI-RAB_RE1_ALL_r rother swab 15 mld
51dU | PRT_PRT_HI-OTH_REP_ALL_non-pot sea water | (C055) non-pot sea water | Other water efficiency | Customer Options | PWSPRT | Unconstrained | N |  |  | N | N | N | N | N | N | Water quality and treatment uncertainty. There is also uncertainty syrrounding DWI guidance/ buy-in. This would involve significant retrofit infrastructure which would be very costly. Significant practical challenges presented by replacement of freshwater with saline, depending on the user. Uptake may be low considering needs and business models of potential users of non-potable water. | [30 empty] | PRT_PRT_HI-OTH_REP_ALL_non-pot sea water |  | N | N | N | N |  |  | PRT_PRT_HI-OTH_REP_ALL_non-pot sea water
51dU | PRT_PRT_HI-OTH_REP_ALL_dual coastal | (C056) Dual coastal non-pot | Other water efficiency | Customer Options | PWSPRT | Unconstrained | N |  |  | N | N | N | N | N | N | Water quality and treatment uncertainty. There is also uncertainty syrrounding DWI guidance/ buy-in. This would involve significant retrofit infrastructure which would be very costly. Significant practical challenges presented by replacement of freshwater with saline, depending on the user. Uptake may be low considering needs and business models of potential users of non-potable water. These issues stand but note dual supply likely to be more flexible than option c055. | [30 empty] | PRT_PRT_HI-OTH_REP_ALL_dual coastal |  | N | N | N | N |  |  | PRT_PRT_HI-OTH_REP_ALL_dual coastal
51aU | PRT_PRT_HI-OTH_RE1_ALL_trade 3rd party abs | (R055) Purchase or trade third party abstraction licenses | Licence trading | Resource Options | PWSPRT | Unconstrained | N |  |  | N | N | N | N | N | N | Too many uncertainties to consider as a generic option at this stage: Volumes associated with these licences; Infrastructure available or required to connect these sources to the Portsmouth Water network; Information on the quality of these sources and whether additional treatment would be required (e.g. if there are elevated nitrate levels etc.); Communications with licence holders and their likely intention to sell. It is expected that the WRSE multi-sector and catchment management workstreams and subsequent work by Portsmouth Water, may identify specific opportunities for consideration. | [30 empty] | PRT_PRT_HI-OTH_RE1_ALL_trade 3rd party abs |  | N | N | N | N |  |  | PRT_PRT_HI-OTH_RE1_ALL_trade 3rd party abs
51aU | PRT_PRT_HI-OTH_RE1_ALL_tidal barrage | (R006) Tidal barrage at mouth of Chichester Harbour | New technology | Resource Options | PWSPRT | Unconstrained | N |  |  | N | N | N | N | N | N | The placement of a tidal barrage and new dedicated water treatment works would likely have significant impact on the SPA designation of the Chichester and Langstone Harbours and significant impacts to migratory fish passage. This option would be unlikely to receive regulatory backing from the EA. | [30 empty] | PRT_PRT_HI-OTH_RE1_ALL_tidal barrage |  | N | N | N | N |  |  | PRT_PRT_HI-OTH_RE1_ALL_tidal barrage
51aU | PRT_PRT_HI-OTH_RE1_ALL_3rd party supply | (R076) Contractual supply of water from 3rd party (bulk supply) | Licence trading | Resource Options | PWSPRT | Unconstrained | N |  |  | N | N | N | N | N | N | Candidate third party licences not yet identified and so this option can't be progressed at this stage. It is expected that the WRSE multi-sector and catchment management workstreams and subsequent work by Portsmouth Water, may identify specific opportunities for consideration. | [30 empty] | PRT_PRT_HI-OTH_RE1_ALL_3rd party supply |  | N | N | N | N |  |  | PRT_PRT_HI-OTH_RE1_ALL_3rd party supply
51aU | PRT_PRT_HI-OTH_RE1_ALL_3rd party bhs | (R082) Commission unused private / commercial boreholes | Licence trading | Resource Options | PWSPRT | Unconstrained | N |  |  | N | N | N | N | N | N | WFD risk and regulator promotability. The yield from such boreholes is largely unexamined and therefore uncertain. Further work and WQ assessments would be required. It is expected that the WRSE multi-sector and catchment management workstreams and subsequent work by Portsmouth Water, may identify specific opportunities for consideration. | [30 empty] | PRT_PRT_HI-OTH_RE1_ALL_3rd party bhs |  | N | N | N | N |  |  | PRT_PRT_HI-OTH_RE1_ALL_3rd party bhs
51bU | PRT_PRT_HI-LRE_WT2_ALL_Source F washwater | (P002) Source F WTW | Water treatment works loss recovery | Production Options | PWSPRT | Unconstrained | N |  |  | N | N | N | N | N | N | This activity now forms part of baseline operation. | [30 empty] | PRT_PRT_HI-LRE_WT2_ALL_Source F washwater |  | N | N | N | N |  |  | PRT_PRT_HI-LRE_WT2_ALL_Source F washwater
51bU | PRT_PRT_HI-LRE_WT2_ALL_Source P washwater | (P003) Source P WTW | Water treatment works loss recovery | Production Options | PWSPRT | Unconstrained | N |  |  | N | N | N | N | N | N | This activity now forms part of baseline operation. | [30 empty] | PRT_PRT_HI-LRE_WT2_ALL_Source P washwater |  | N | N | N | N |  |  | PRT_PRT_HI-LRE_WT2_ALL_Source P washwater
51bU | PRT_PRT_HI-LRE_WT2_ALL_Works A washwater | (P001) Works A WTW | Water treatment works loss recovery | Production Options | PWSPRT | Unconstrained | N |  |  | N | N | N | N | N | N | This activity now forms part of baseline operation. | [30 empty] | PRT_PRT_HI-LRE_WT2_ALL_farlington washwater |  | N | N | N | N |  |  | PRT_PRT_HI-LRE_WT2_ALL_Works A washwater
51bU | PRT_PRT_HI-LRE_WT2_ALL_Works A wash2 | (P004) Works A WTW | Water treatment works loss recovery | Production Options | PWSPRT | Unconstrained | N |  |  | N | N | N | N | N | N | This activity now forms part of baseline operation. | [30 empty] | PRT_PRT_HI-LRE_WT2_ALL_farlington wash2 |  | N | N | N | N |  |  | PRT_PRT_HI-LRE_WT2_ALL_Works A wash2
51aU | PRT_PRT_HI-GRW_RE2_ALL_Source J gwab incrs | (R022) Source J - Increase in Licence/additional boreholes | New groundwater | Resource Options | PWSPRT | Unconstrained | N |  |  | N | N | N | N | N | N | Option R022a was preferred over this option (within licences) in WRMP19 and excludes the selection of this option. At the time of writing, Portsmouth Water continue to liaise wit the Environment Agency regarding the implementation of option R022a. The Source J abstraction is located in the East Hants Chalk WFD groundwater body which holds overall Poor status (2019 Cycle 3) and the quantitative dependent surface water body status is Poor indicating that baseflow contribution is not sufficient to support the rivers. The EA's abstraction licence strategy shows there is restricted water available for licensing for the East Hants Chalk block. The Source N abstraction impacts the Upper Wallington WFD surface water body for which the status is classed as overall Moderate and the hydrological regime DNSG (Cycle 3 2019) with water industry groundwater abstraction flagged as a reason for not achieving good status. Therefore the EA are unlikely to support additional abstraction at this location. | [30 empty] | PRT_PRT_HI-GRW_RE2_ALL_worldsend gwab incrs |  | N | N | N | N |  |  | PRT_PRT_HI-GRW_RE2_ALL_Source J gwab incrs
51aU | PRT_PRT_HI-GRW_RE2_ALL_LMNOP gwab incrs | (R021) LMNOP Group (Source O) - Increase in Licence/additional boreholes | New groundwater | Resource Options | PWSPRT | Unconstrained | N |  |  | N | N | N | N | N | N | The existing Source N licence is located in the Chichester Chalk block for which the WFD groundwater body overall status is Poor (2019 Cycle 3) and the quantitative dependent SW body status is poor indicating that baseflow contribution is not sufficient to support the rivers. The Source N licence impacts the Ems and Bosham Stream WFD surface water catchments which are both classed with Poor status overall (2019 cycle 3). Source N is a good source for Portsmouth Water, providing high quality and reliable yields. This option was screened out in WRMP19 due to a presumption against further consumptive abstraction in this part of the catchment, recognising the importance of spring flow. During communication with the EA during WRMP24 screening it was noted that this still stands with increasing concern of abstraction in the catchment regarding impact to the River Ems (particularly very low summer flows). It was also noted that the current augmentation scheme to the Ems is struggling to support flows. | [30 empty] | PRT_PRT_HI-GRW_RE2_ALL_Source N gwab incrs |  | N | N | N | N |  |  | PRT_PRT_HI-GRW_RE2_ALL_LMNOP gwab incrs
51aU | PRT_PRT_HI-GRW_RE2_ALL_Source F gwab incrs | (R023) Source F - Increase in Licence/additional boreholes | New groundwater | Resource Options | PWSPRT | Unconstrained | N |  |  | N | N | N | N | N | N | The Source F abstraction remains under review as part of an ongoing WINEP investigation into possible increases in abstraction (within licenced volumes) and risks of WFD deterioration. The Source F abstraction is located in the East Hants Chalk WFD groundwater body which holds overall Poor status (2019 Cycle 3) and the quantitative dependent surface water body status is Poor indicating that baseflow contribution is not sufficient to support the rivers. The EA's abstraction licence strategy shows there is restricted water available for licensing for the East Hants Chalk block. Therefore the EA are unlikely to support additional abstraction at this location. | [30 empty] | PRT_PRT_HI-GRW_RE2_ALL_Source F gwab incrs |  | N | N | N | N |  |  | PRT_PRT_HI-GRW_RE2_ALL_Source F gwab incrs
51aU | PRT_PRT_HI-GRW_RE2_ALL_Source C gwab incrs | (R024) Source C Group - Increase in Licence/additional boreholes | New groundwater | Resource Options | PWSPRT | Unconstrained | N |  |  | N | N | N | N | N | N | Option R024a (within licences) preferred in WRMP19 and excludes this option. The Source C abstraction is located in the East Hants Chalk WFD groundwater body which holds overall Poor status (2019 Cycle 3) and the quantitative dependent surface water body status is Poor indicating that baseflow contribution is not sufficient to support the rivers. The EA's abstraction licence strategy shows there is restricted water available for licensing for the East Hants Chalk block. Therefore the EA are unlikely to support additional abstraction at this location. | [30 empty] | PRT_PRT_HI-GRW_RE2_ALL_n'brook gwab incrs |  | N | N | N | N |  |  | PRT_PRT_HI-GRW_RE2_ALL_Source C gwab incrs
51aU | PRT_PRT_HI-GRW_RE2_ALL_Source B | (R025) Source B Additional Springs | New groundwater | Resource Options | PWSPRT | Unconstrained | N |  |  | N | N | N | N | N | N | Other non-licence change variants of Source B springs are to be considered. Furthermore, recent work carried out to asssess opportunities for source optimisation and supply of water to the proposed Havant Thicket reservoir suggest that water would likely only be available during specific periods in the future, probably during the winter months, after Havant Thicket has been filled. This may present opportunities to "rest"" other sources if the surplus water could be fed into supply, but the overall DO benefit during dry or critical periods is likely to be limited without significant investment in another storage reservoir.""" | [30 empty] | PRT_PRT_HI-GRW_RE2_ALL_h&b springs |  | N | N | N | N |  |  | PRT_PRT_HI-GRW_RE2_ALL_Source B
51aU | PRT_PRT_HI-GRW_RE2_ALL_QRST gwab incrs | (R020) QRST Group – Increase in Licence/additional boreholes | New groundwater | Resource Options | PWSPRT | Unconstrained | N |  |  | N | N | N | N | N | N | Additioanal land-take and UV treatment capacity required. It was noted during communication with the EA during WRMP24 screening that although the Source Q source is confined there remains concerns around increased abstraction in this groundwater body, which is failing the WFD GW balance test. It is also important to recognise the importance of spring flow, e.g. the Swanbourne Lake. The EA confirmed that they woudl be unlikely to support additional abstraction in this catchment. | [30 empty] | PRT_PRT_HI-GRW_RE2_ALL_e'gate gwab incrs |  | N | N | N | N |  |  | PRT_PRT_HI-GRW_RE2_ALL_QRST gwab incrs
51aU | PRT_PRT_HI-GRW_RE2_ALL_QRST Group gwab do | (R020a) QRST Group – Maximising DO | New groundwater | Resource Options | PWSPRT | Unconstrained | N |  |  | N | N | N | N | N | N | It was noted during communication with the EA during WRMP24 screening that although Source Q is confined there remains concerns around increased abstraction in this groundwater body which is failing the WFD GW balance test. It is also important to recognise the importance of spring flow, e.g. the Swanbourne Lake. The EA would be unlikely to support additional abstraction in this catchment. | [30 empty] | PRT_PRT_HI-GRW_RE2_ALL_e'gate gwab do |  | N | N | N | N |  |  | PRT_PRT_HI-GRW_RE2_ALL_QRST Group gwab do
51aU | PRT_PRT_HI-GRW_RE1_ALL_Source J do | Source J - Maximising ADO and PDO | New groundwater | Resource Options | PWSPRT | Unconstrained | N |  |  | N | N | N | N | N | N | This is due for implementation during AMP7 and, as per WRSE guidelines is to be conisdered as part of the baseline. |  |  | 12.5 | [27 empty] | PRT_PRT_HI-GRW_RE1_ALL_Source J do |  | N | N | N | N |  |  | PRT_PRT_HI-GRW_RE1_ALL_Source J do | 12.5
51aU | PRT_PRT_HI-GRW_RE1_ALL_Source H do | Source H DO recovery | New groundwater | Resource Options | PWSPRT | Unconstrained | N |  |  | N | N | N | N | N | N | This is due for implementation during AMP7 and, as per WRSE guidelines is to be conisdered as part of the baseline. |  |  | 2 | [27 empty] | PRT_PRT_HI-GRW_RE1_ALL_Source H do |  | N | N | N | N |  |  | PRT_PRT_HI-GRW_RE1_ALL_Source H do | 2
51aU | PRT_PRT_HI-GRW_RE1_ALL_Source C do | Source C Group - Maximising DO | New groundwater | Resource Options | PWSPRT | Unconstrained | N |  |  | N | N | N | N | N | N | This is due for implementation during AMP7 and, as per WRSE guidelines is to be conisdered as part of the baseline. |  |  | 4 | [27 empty] | PRT_PRT_HI-GRW_RE1_ALL_Source C do |  | N | N | N | N |  |  | PRT_PRT_HI-GRW_RE1_ALL_Source C do | 4
51aU | PRT_PRT_HI-GRW_RE1_ALL_increase porosity | (OF_06) Increase porosity | New groundwater | Resource Options | PWSPRT | Unconstrained | N |  |  | N | N | N | N | N | N | Uncertainity regarding technologies available for this option. Furthermore, the presmise of this option being to increase abstraction frrom the Chalk, it also likely presents WFD deterioration risk and would not receive regulatory backing. | [30 empty] | PRT_PRT_HI-GRW_RE1_ALL_increase porosity |  | N | N | N | N |  |  | PRT_PRT_HI-GRW_RE1_ALL_increase porosity
51aU | PRT_PRT_HI-GRW_RE1_ALL_hambledon new source | (WS_48) Hambledon new source | New groundwater | Resource Options | PWSPRT | Unconstrained | N |  |  | N | N | N | N | N | N | This proposed new abstraction is located in the East Hants Chalk WFD groundwater body which holds overall Poor status (2019 Cycle 3) and the quantitative dependent surface water body status is Poor indicating that baseflow contribution is not sufficient to support the rivers. The EA Abstraction licence strategy shows there is restricted water available for licensing for the East Hants Chalk block. Communication with the EA during WRMP24 screening suggested additional abstraction in this catchment is unlikely to be an option. | [30 empty] | PRT_PRT_HI-GRW_RE1_ALL_hambledon new source |  | N | N | N | N |  |  | PRT_PRT_HI-GRW_RE1_ALL_hambledon new source
51aU | PRT_PRT_HI-GRW_RE1_ALL_Source O do | Source O DO recovery | New groundwater | Resource Options | PWSPRT | Unconstrained | N |  |  | N | N | N | N | N | N | This is due for implementation during AMP7 and, as per WRSE guidelines is to be conisdered as part of the baseline. |  |  | 1.8 | [27 empty] | PRT_PRT_HI-GRW_RE1_ALL_funtingdon do |  | N | N | N | N |  |  | PRT_PRT_HI-GRW_RE1_ALL_Source O do | 1.8
51aU | PRT_PRT_HI-GRW_RE1_ALL_dunbridge new source | (OF_03) Dunbridge new source | New groundwater | Resource Options | PWSPRT | Unconstrained | N |  |  | N | N | N | N | N | N | This proposed new abstraction is located in the East Hants Chalk WFD groundwater body which holds overall Poor status (2019 Cycle 3) and the quantitative dependent surface water body status is Poor indicating that baseflow contribution is not sufficient to support the rivers. The EA Abstraction licence strategy shows there is restricted water available for licensing for the East Hants Chalk block. Communication with the EA during WRMP24 screening suggested additional abstraction in this catchment is unlikely to be an option. | [30 empty] | PRT_PRT_HI-GRW_RE1_ALL_dunbridge new source |  | N | N | N | N |  |  | PRT_PRT_HI-GRW_RE1_ALL_dunbridge new source
51aU | PRT_PRT_HI-GRW_RE1_ALL_drought lgs | (OF_04) Drought LGS abstraction | Aquifer recharge/Aquifer storage recovery | Resource Options | PWSPRT | Unconstrained | N |  |  | N | N | N | N | N | N | There is no specified location for a new LGS abstraction source. Unkown yields. This option likely holds WFD risk and would be unlikely to gain regulatory backing. Most likely not a BAU solution. Deep and therefore expensive BH(s) required for pump testing and, if successful, abstraction purposes. WQ issues from long residence times and anoxic conditions – would likely require significant treatment. If only used in emergency drought conditions would intermittent plant operation be viable? | [30 empty] | PRT_PRT_HI-GRW_RE1_ALL_drought lgs |  | N | N | N | N |  |  | PRT_PRT_HI-GRW_RE1_ALL_drought lgs
51aU | PRT_PRT_HI-GRW_RE1_ALL_desal brackish chalk | (OF_05) Desal brackish Chalk | New groundwater | Resource Options | PWSPRT | Unconstrained | N |  |  | N | N | N | N | N | N | There is no specified location for a new Chalk abstraction source (brackish). Treatment of brackish water would require a new WTW. This options likely holds WFD risk (saline intrustion test) and would be unlikely to gain regulatory backing. | [30 empty] | PRT_PRT_HI-GRW_RE1_ALL_desal brackish chalk |  | N | N | N | N |  |  | PRT_PRT_HI-GRW_RE1_ALL_desal brackish chalk
51aU | PRT_PRT_HI-DES_RE1_ALL_desal itchen | (R030) Itchen Desalination Plant | Desalination | Resource Options | PWSPRT | Unconstrained | N |  |  | N | N | N | N | N | N | Various environmental concerns with this option and insuffient information available to suggest these have been considered at this point. Primary concern surrounds brine effluent discharge location and management. Any discharge of the brine to the Itchen is likely to recieve regulatory opposition from the EA/ Natural England as the Itchen is a designated SAC and SSSI. Other desalination options are being considered in less environmentally sensitive parts of the WRSE region. | [30 empty] | PRT_PRT_HI-DES_RE1_ALL_desal itchen |  | N | N | N | N |  |  | PRT_PRT_HI-DES_RE1_ALL_desal itchen
51aU | PRT_PRT_HI-DES_RE1_ALL_desal hayling island | (R028) Hayling Island Desalination Plant | Desalination | Resource Options | PWSPRT | Unconstrained | N |  |  | N | N | N | N | N | N | Various environmental concerns with this option and insuffient information available to suggest these have been considered at this point. Primary concern surrounds brine effluent discharge location and management. Dishcarge of brine to the Chichester and Langstone Harbours SPA/ the Solent Maritime SAC is unlikely to recieve regulatory backing from the EA/ Natural England. Other desalination options are under review in less sensitive parts of the WRSE region. | [30 empty] | PRT_PRT_HI-DES_RE1_ALL_desal hayling island |  | N | N | N | N |  |  | PRT_PRT_HI-DES_RE1_ALL_desal hayling island
51aU | PRT_PRT_HI-DES_RE1_ALL_desal harbour | (R027) Portsmouth Harbour Desalination Plant | Desalination | Resource Options | PWSPRT | Unconstrained | N |  |  | N | N | N | N | N | N | Various environmental concerns with this option and insuffient information available to suggest these have been considered at this point. Primary concern surrounds brine effluent discharge location and management in the context of designated sites. | [30 empty] | PRT_PRT_HI-DES_RE1_ALL_desal harbour |  | N | N | N | N |  |  | PRT_PRT_HI-DES_RE1_ALL_desal harbour
51aU | PRT_PRT_HI-DES_RE1_ALL_desal arun | (R029) Arun Desalination Plant | Desalination | Resource Options | PWSPRT | Unconstrained | N |  |  | N | N | N | N | N | N | Various environmental concerns with this option and insuffient information available to suggest these have been considered at this point. Primary concern surrounds brine effluent discharge location and management. | [30 empty] | PRT_PRT_HI-DES_RE1_ALL_desal arun |  | N | N | N | N |  |  | PRT_PRT_HI-DES_RE1_ALL_desal arun
51dU | PRT_PRT_EF-WEF_ALL_ALL_water retailer | (C085) Water retailer save | Other water efficiency | Customer Options | PWSPRT | Unconstrained | N |  |  | N | N | N | N | N | N | It is unclear whether Portsmouth Water would be willing to accept the level of risk if the reductions in demand are not achieved. Customers not satisfied with the water retailer would be able to switch. However, there would be practical difficulties associated with this. This option could be considered as a trial candidate. | [30 empty] | PRT_PRT_EF-WEF_ALL_ALL_water retailer |  | N | N | N | N |  |  | PRT_PRT_EF-WEF_ALL_ALL_water retailer
51dU | PRT_PRT_EF-WEF_ALL_ALL_supply chain sustain | (WS_12) Supply chain sustainability | Other water efficiency | Customer Options | PWSPRT | Unconstrained | N |  |  | N | N | N | N | N | N | This option is beyond the scope of WRMP. | [30 empty] | PRT_PRT_EF-WEF_ALL_ALL_supply chain sustain |  | N | N | N | N |  |  | PRT_PRT_EF-WEF_ALL_ALL_supply chain sustain
51dU | PRT_PRT_EF-WEF_ALL_ALL_small developers | (C068) small developers | Other water efficiency | Customer Options | PWSPRT | Unconstrained | N |  |  | N | N | N | N | N | N | Challenging implementation (Portsmouth Waters influence as a wholesaler is probably limited) and uncertainty regarding uptake/ savings that could be made in such a way as to develop this as a WRMP option. Not withstanding these comments, Portsmouth Water continues to work with planning authorities to influence decisions affecting public water supplies. More widespread changes to building design are to be considered by WRSE as part of scenarios reflecting possible government-led interventions. Household wster use assessments (online, virtual and/or in person) are being consdered as a separate option. | [30 empty] | PRT_PRT_EF-WEF_ALL_ALL_small developers |  | N | N | N | N |  |  | PRT_PRT_EF-WEF_ALL_ALL_small developers
51dU | PRT_PRT_EF-WEF_ALL_ALL_shallow trap toilet | (C035) Shallow trap toilets | Retrofitting indoor water efficiency devices | Customer Options | PWSPRT | Unconstrained | N |  |  | N | N | N | N | N | N | New evidence suggests that low flush/dual flush toilets present a higher risk of developing leaks. Alternatives are now being considered. | [30 empty] | PRT_PRT_EF-WEF_ALL_ALL_shallow trap toilet |  | N | N | N | N |  |  | PRT_PRT_EF-WEF_ALL_ALL_shallow trap toilet
51dU | PRT_PRT_EF-WEF_ALL_ALL_seasonal tariffs | (C010) Seasonal tariffs | Tariff | Customer Options | PWSPRT | Unconstrained | N |  |  | N | N | N | N | N | N | Universal metering required for effective implementation. There is also a risk that seasonal tariffs create mixed messages about efficient use of water - may send out the wrong message that water conservation and efficiency are not important throughout the year. Without universal metering this also introduces the risk of customers perceiving unfair billing. | [30 empty] | PRT_PRT_EF-WEF_ALL_ALL_seasonal tariffs |  | N | N | N | N |  |  | PRT_PRT_EF-WEF_ALL_ALL_seasonal tariffs
51dU | PRT_PRT_EF-WEF_ALL_ALL_rising block tariffs | (C009 ) Rising block tariffs | Tariff | Customer Options | PWSPRT | Unconstrained | N |  |  | N | N | N | N | N | N | Tariffs that trigger suppressed use will curtail customer use. However, this approach can result in negative relationships with customers. This requires smart metering to improve the resolution of consumption data and a time period over which the consumption would be measured, e.g. a daily, weekly, monthly threshold. This option also requires consideration of the typical number of occupants. A baseline average level of consumption would be used to identify and price elevated periods of consumption. This is a data intensive and potentially customer intrusive option. While Portsmouth Water has relatively low levels of metering and little or no high resolution (wide scale) consumption data this is currently technically (and socially) infeasible. | [30 empty] | PRT_PRT_EF-WEF_ALL_ALL_rising block tariffs |  | N | N | N | N |  |  | PRT_PRT_EF-WEF_ALL_ALL_rising block tariffs
51dU | PRT_PRT_EF-WEF_ALL_ALL_retrofit hh coo | (C071) retrofit HH change of occupancy | Retrofitting indoor water efficiency devices | Customer Options | PWSPRT | Unconstrained | N |  |  | N | N | N | N | N | N | High likelihood of generating waste in households that have been re-fitted with owner-selected devices and fittings prior to sale. Wide applicability and desirability (affecting customer retention) of fittings may be an issue without direct engagement with new owner, raising technical difficulties. | [30 empty] | PRT_PRT_EF-WEF_ALL_ALL_retrofit hh coo |  | N | N | N | N |  |  | PRT_PRT_EF-WEF_ALL_ALL_retrofit hh coo
51dU | PRT_PRT_EF-WEF_ALL_ALL_peak/nonpeak tariff | (C011) Peak/NonPeak tariffs | Tariff | Customer Options | PWSPRT | Unconstrained | N |  |  | N | N | N | N | N | N | This would require a confusing and complicated tariff structure for which universal or widespread metering required for effective implementation. This option would be counter to Portsmouth Waters' policy to charge on the basis of long-run costs and risk negatively affecting customer relationships. Little evidence to show how customers would respond to such a charging model and likely to be properties would simply changing their consumption patterns to exploit lower rate tariffs. | [30 empty] | PRT_PRT_EF-WEF_ALL_ALL_peak/nonpeak tariff |  | N | N | N | N |  |  | PRT_PRT_EF-WEF_ALL_ALL_peak/nonpeak tariff
51dU | PRT_PRT_EF-WEF_ALL_ALL_narrow toilet pipes | (OF_13) Narrow toilet pipes | Other water efficiency | Customer Options | PWSPRT | Unconstrained | N |  |  | N | N | N | N | N | N | This option is beyong the ability of Porstmouth Water as a water wholesaler to implement. | [30 empty] | PRT_PRT_EF-WEF_ALL_ALL_narrow toilet pipes |  | N | N | N | N |  |  | PRT_PRT_EF-WEF_ALL_ALL_narrow toilet pipes
51dU | PRT_PRT_EF-WEF_ALL_ALL_low flush toilet | (C029) Low flush toilets | Retrofitting indoor water efficiency devices | Customer Options | PWSPRT | Unconstrained | N |  |  | N | N | N | N | N | N | New evidence suggests that low flush/dual flush toilets present a higher risk of developing leaks. Alternatives are now being considered. | [30 empty] | PRT_PRT_EF-WEF_ALL_ALL_low flush toilet |  | N | N | N | N |  |  | PRT_PRT_EF-WEF_ALL_ALL_low flush toilet
51dU | PRT_PRT_EF-WEF_ALL_ALL_low flow showerhead | (C028) Low flow showerheads | Retrofitting indoor water efficiency devices | Customer Options | PWSPRT | Unconstrained | N |  |  | N | N | N | N | N | N | Conflict with baseline activity. Portsmouth Water already distributes low flow shower head and flow aerators for free. The offer of replacement, efficiency shower heads is being considered as part of a wider direct customer engagement options via household water use assessments (online, virtual and/or in person) and associated supply of targeted devices. | [30 empty] | PRT_PRT_EF-WEF_ALL_ALL_low flow showerhead |  | N | N | N | N |  |  | PRT_PRT_EF-WEF_ALL_ALL_low flow showerhead
51dU | PRT_PRT_EF-WEF_ALL_ALL_low charge min vol | (C012 ) Low charge min vol. | Tariff | Customer Options | PWSPRT | Unconstrained | N |  |  | N | N | N | N | N | N | The lack of robust occupancy data and widespread metering makes this difficult to implement fairly. Smart metering and robust occupancy data would be required. Concerns from customer groups / data protection groups are emerging over the use of 'personal utility data'. This level of monitoring has a high risk of customer complaint. | [30 empty] | PRT_PRT_EF-WEF_ALL_ALL_low charge min vol |  | N | N | N | N |  |  | PRT_PRT_EF-WEF_ALL_ALL_low charge min vol
51dU | PRT_PRT_EF-WEF_ALL_ALL_large developers | (C067) large developers | Retrofitting indoor water efficiency devices | Customer Options | PWSPRT | Unconstrained | N |  |  | N | N | N | N | N | N | Challenging implementation (Portsmouth Waters influence as a wholesaler is probably limited) and uncertainty regarding uptake/ savings that could be made in such a way as to develop this as a WRMP option. Not withstanding these comments, Portsmouth Water continues to work with planning authorities to influence decisions affecting public water supplies. More widespread changes to building design are to be considered by WRSE as part of scenarios reflecting possible government-led interventions. | [30 empty] | PRT_PRT_EF-WEF_ALL_ALL_large developers |  | N | N | N | N |  |  | PRT_PRT_EF-WEF_ALL_ALL_large developers
51dU | PRT_PRT_EF-WEF_ALL_ALL_install showers | (C027) Install showers | Retrofitting indoor water efficiency devices | Customer Options | PWSPRT | Unconstrained | N |  |  | N | N | N | N | N | N | This option would likely be very costly and there is uncertainity regarding among customers and so the demand reduction this option could save. | [30 empty] | PRT_PRT_EF-WEF_ALL_ALL_install showers |  | N | N | N | N |  |  | PRT_PRT_EF-WEF_ALL_ALL_install showers
51dU | PRT_PRT_EF-WEF_ALL_ALL_install new toilets | (C031) Install new toilets | Retrofitting indoor water efficiency devices | Customer Options | PWSPRT | Unconstrained | N |  |  | N | N | N | N | N | N | New evidence suggests that low flush/dual flush toilets present a higher risk of developing leaks. Alternatives are now being considered. | [30 empty] | PRT_PRT_EF-WEF_ALL_ALL_install new toilets |  | N | N | N | N |  |  | PRT_PRT_EF-WEF_ALL_ALL_install new toilets
51dU | PRT_PRT_EF-WEF_ALL_ALL_ind spot pricing | (C015) Ind spot pricing | Tariff | Customer Options | PWSPRT | Unconstrained | N |  |  | N | N | N | N | N | N | The mechanism by which this could be implemented is unclear, with Portsmouth Water's pricing signals only being felt directly by the water retailer servicing the business user. This would require complicated billing arrangement to be set up with ignificant changes to billing and service provision to these customers would be needed in addition to an adequate system to provide near real time water availability information. This risks developing a negative relationship with the customer regarding fairness in billing. | [30 empty] | PRT_PRT_EF-WEF_ALL_ALL_ind spot pricing |  | N | N | N | N |  |  | PRT_PRT_EF-WEF_ALL_ALL_ind spot pricing
51dU | PRT_PRT_EF-WEF_ALL_ALL_increase vol charge | (C007) Increase vol. charge | Tariff | Customer Options | PWSPRT | Unconstrained | N |  |  | N | N | N | N | N | N | The current regulatory economic system does not enable this type of charging method. This option has a very high risk of customer backlash, penalising metered customers whilst unmetered customers continue to consume without financial impact. Until there is universal metered billing this is likely unacceptable from a social equity perspective. | [30 empty] | PRT_PRT_EF-WEF_ALL_ALL_increase vol charge |  | N | N | N | N |  |  | PRT_PRT_EF-WEF_ALL_ALL_increase vol charge
51dU | PRT_PRT_EF-WEF_ALL_ALL_hot system user | (C018) Hot system users | Other water efficiency | Customer Options | PWSPRT | Unconstrained | N |  |  | N | N | N | N | N | N | Uncertainty regarding demand reduction that this option could achieve. This option is beyond scope of WRMP, such measures may form part of government/regulator-led schemes. | [30 empty] | PRT_PRT_EF-WEF_ALL_ALL_hot system user |  | N | N | N | N |  |  | PRT_PRT_EF-WEF_ALL_ALL_hot system user
51dU | PRT_PRT_EF-WEF_ALL_ALL_hot system design | (C017) Hot system design | Other water efficiency | Customer Options | PWSPRT | Unconstrained | N |  |  | N | N | N | N | N | N | Uncertainty regarding demand reduction that this option could achieve. This option is beyond scope of WRMP, such measures may form part of government/regulator-led schemes. | [30 empty] | PRT_PRT_EF-WEF_ALL_ALL_hot system design |  | N | N | N | N |  |  | PRT_PRT_EF-WEF_ALL_ALL_hot system design
51dU | PRT_PRT_EF-WEF_ALL_ALL_dual flush toilet | (C030) Dual flush toilets | Retrofitting indoor water efficiency devices | Customer Options | PWSPRT | Unconstrained | N |  |  | N | N | N | N | N | N | New evidence suggests that low flush/dual flush toilets present a higher risk of developing leaks. Alternatives are now being considered. | [30 empty] | PRT_PRT_EF-WEF_ALL_ALL_dual flush toilet |  | N | N | N | N |  |  | PRT_PRT_EF-WEF_ALL_ALL_dual flush toilet
51dU | PRT_PRT_EF-WEF_ALL_ALL_consumption tariffs | (C008) Consumption tariffs | Tariff | Customer Options | PWSPRT | Unconstrained | N |  |  | N | N | N | N | N | N | Tariffs that trigger suppressed use will curtail customer use. However, this approach can result in negative relationships with customers. This requires smart metering to improve the resolution of consumption data and a time period over which the consumption would be measured, e.g. a daily, weekly, monthly threshold. This option also requires consideration of the typical number of occupants. This option requires consideration of the typical number of occupants. A baseline average level of consumption would be used to identify and price elevated periods of consumption. This is a data intensive and potentially customer intrusive option. While Portsmouth Water has relatively low levels of metering and little or no high resolution (wide scale) consumption data this is currently technically (and socially) infeasible. | [30 empty] | PRT_PRT_EF-WEF_ALL_ALL_consumption tariffs |  | N | N | N | N |  |  | PRT_PRT_EF-WEF_ALL_ALL_consumption tariffs
51dU | PRT_PRT_EF-WEF_ALL_ALL_composting toilets | (C032) Composting toilets | Retrofitting indoor water efficiency devices | Customer Options | PWSPRT | Unconstrained | N |  |  | N | N | N | N | N | N | This model of WC generates significant savings. Although, there are no specific issues regarding helping customers save water (and money) there would likely be major concerns over potential risks to customer health (perceived or real risks). The number of customers able and willing to take up this option is likely to be very low. There would be various concerns over disconnecting from mains supply, installation and location within the property, ongoing management of a composter, odour etc. | [30 empty] | PRT_PRT_EF-WEF_ALL_ALL_composting toilets |  | N | N | N | N |  |  | PRT_PRT_EF-WEF_ALL_ALL_composting toilets
51dU | PRT_PRT_EF-WEF_ALL_ALL_cistern displacement | (C042) Cistern displacement | Retrofitting indoor water efficiency devices | Customer Options | PWSPRT | Unconstrained | N |  |  | N | N | N | N | N | N | The number of toilets on the market now suitable for CDD are declining. Conflict with baseline activity as a stand-alone option. Portsmouth Water already distributes such devices for free upon request. The offer of efficiency devices considered as part of a wider direct customer engagement options via household water use assessments (online, virtual and/or in person) and associated supply of targeted devices. | [30 empty] | PRT_PRT_EF-WEF_ALL_ALL_cistern displacement |  | N | N | N | N |  |  | PRT_PRT_EF-WEF_ALL_ALL_cistern displacement
51dU | PRT_PRT_EF-WEF_ALL_ALL_appliance label | (C019) Appliance labelling | Other water efficiency | Customer Options | PWSPRT | Unconstrained | N |  |  | N | N | N | N | N | N | This option is beyond scope of WRMP, such measures will form part of government/regulator-led schemes being developed by WRSE to inform demand reduction strategies. | [30 empty] | PRT_PRT_EF-WEF_ALL_ALL_appliance label |  | N | N | N | N |  |  | PRT_PRT_EF-WEF_ALL_ALL_appliance label
51dU | PRT_PRT_EF-WEF_ALL_ALL_appliance exchange | (C025 ) Appliance exchange | Retrofitting indoor water efficiency devices | Customer Options | PWSPRT | Unconstrained | N |  |  | N | N | N | N | N | N | Quantifying customer uptake and therefore savings from such a scheme is challenging. This option may be viewed by some customers as unfairly benefiting a small group of selected customers. Customers with water efficient appliances installed would benefit from lower bills but as the scheme is paid for by the water company all bill payers would essentially be subsidising the scheme whether they had appliances installed or not. | [30 empty] | PRT_PRT_EF-WEF_ALL_ALL_appliance exchange |  | N | N | N | N |  |  | PRT_PRT_EF-WEF_ALL_ALL_appliance exchange
51dU | PRT_PRT_EF-WEF_ALL_ALL_3rd party evap | (C022) 3rdParty reduce evap | Other water efficiency | Customer Options | PWSPRT | Unconstrained | N |  |  | N | N | N | N | N | N | There is insufficient information available regarding this option, such as which third party abstractors or sectors could be targetted, available techniques to drive reduced evaporation and the demand reduction which could be achieved. It is expected that the WRSE multi-sector and catchment management workstreams (and subsequent work by Portsmouth Water) may reveal specific trials or viable options to develop. | [30 empty] | PRT_PRT_EF-WEF_ALL_ALL_3rd party evap |  | N | N | N | N |  |  | PRT_PRT_EF-WEF_ALL_ALL_3rd party evap
51cU | PRT_PRT_EF-TFR_RE2_ALL_reverse SRN Pulborough WSW | (R047) Reversal of existing bulk supply (sourced from SRN Pulborough WSW) | External potable bulk supply/transfer | Distribution Options | PWSPRT | Unconstrained | N |  |  | N | N | N | N | N | N | Additional water would need to be found in the Sussex North area to supply Southern Water Services (SWS) customers. Liaison with SWS during the WRMP24 options identification process has not revealed a suitable solution to this. However, work is ongoing within the WRSE transfers workstream, exploring other potential strategic transfers. | [30 empty] | PRT_PRT_EF-TFR_RE2_ALL_reverse Pulborough WSW |  | N | N | N | N |  |  | PRT_PRT_EF-TFR_RE2_ALL_reverse SRN Pulborough WSW
51aU | PRT_PRT_EF-TFR_RE1_ALL_gravel pits | (R008) Utilisation of gravel pits near Chichester | External raw water bulk supply/transfer | Resource Options | PWSPRT | Unconstrained | N |  |  | N | N | N | N | N | N | There is concern regarding the viability of this option. The gravel pits are currently assumed to be unlined so unlikely to be viable for controlled storage. Use of the gravel pits as an active source may impact on other recreational users. Furthermore significant investment would be required to develop a dedicated treatment plan and connection to the distrubtion system. | [30 empty] | PRT_PRT_EF-TFR_RE1_ALL_gravel pits |  | N | N | N | N |  |  | PRT_PRT_EF-TFR_RE1_ALL_gravel pits
51aU | PRT_PRT_EF-TFR_RE1_ALL_dew ponds potable | (WS_50) Dew Ponds - potable | External raw water bulk supply/transfer | Resource Options | PWSPRT | Unconstrained | N |  |  | N | N | N | N | N | N | This option is unlikely to be acceptable for public water supply due to water quality concerns. | [30 empty] | PRT_PRT_EF-TFR_RE1_ALL_dew ponds potable |  | N | N | N | N |  |  | PRT_PRT_EF-TFR_RE1_ALL_dew ponds potable
51dU | PRT_PRT_EF-OTH_ALL_ALL_rainharvest newhh | (C049) Rainharvest- new HH | Rainwater harvesting | Customer Options | PWSPRT | Unconstrained | N |  |  | N | N | N | N | N | N | Challenging implementation and uncertainty regarding uptake among developers. Even though the disruption and spatial footprint issues are addressed at the build stage, concern over performance and maintenance remain. Opportunities for such schemes may arise on a trial/pilot study basis for developments seeking to achieve exemplar status, especially as technologies and research into costs and benefits develop. As this option is aimed at new developments this gives opportunity to target multiple new households. However, all schemes would need to be appraised on a bespoke basis considering the relationship between potential 'demand centre' and opportunities available from which to harvest water (e.g. from collections of terraced properties, detached properties etc.) with suitability potentially varying hugely across the region between different developments. | [30 empty] | PRT_PRT_EF-OTH_ALL_ALL_rainharvest newhh |  | N | N | N | N |  |  | PRT_PRT_EF-OTH_ALL_ALL_rainharvest newhh
51dU | PRT_PRT_EF-OTH_ALL_ALL_rainharvest hh | (C051) Rainharvest current HH | Rainwater harvesting | Customer Options | PWSPRT | Unconstrained | N |  |  | N | N | N | N | N | N | This is recognised as a technique for individual properties but customer appetite for large-scale retrofitting (sufficient to deliver a WRMP benefit) is likely to be low. Also there is uncertainty regarding technology available to retrofit enough households to generate a high enough demand reduction. | [30 empty] | PRT_PRT_EF-OTH_ALL_ALL_rainharvest hh |  | N | N | N | N |  |  | PRT_PRT_EF-OTH_ALL_ALL_rainharvest hh
51dU | PRT_PRT_EF-CRE_ALL_ALL_meter hh pool | (C002) Meter HH w pool | Metering other selective | Customer Options | PWSPRT | Unconstrained | N |  |  | N | N | N | N | N | N | Owners of pools are unlikely to cease use on the basis of the water bill (especially given the relatively low cost of water - as perceived by wealthier customers). Similarly, if customers continue to fill pools they may not see any point in the smaller savings that could be achieved by using water more wisely elsewhere on the property. Under the Water Industry Act (1991) water companies are permitted to meter on the basis of pools. | [30 empty] | PRT_PRT_EF-CRE_ALL_ALL_meter hh pool |  | N | N | N | N |  |  | PRT_PRT_EF-CRE_ALL_ALL_meter hh pool
51dU | PRT_PRT_EF-CRE_ALL_ALL_interruptible ind | (C013) Interruptible Ind supply | Other water efficiency | Customer Options | PWSPRT | Unconstrained | N |  |  | N | N | N | N | N | N | Industry/ commercial customers are likely to only accept this during times when they do not use water anyway due to business pressures. As such this may not generate any genuine reductions. This is more of an operational diurnal water management arrangement. On the basis of no/very limited water savings achieved Screen Out. | [30 empty] | PRT_PRT_EF-CRE_ALL_ALL_interruptible ind |  | N | N | N | N |  |  | PRT_PRT_EF-CRE_ALL_ALL_interruptible ind
51dU | PRT_PRT_EF-CRE_ALL_ALL_ind storage | (C014) Ind storage- low charge | Other water efficiency | Customer Options | PWSPRT | Unconstrained | N |  |  | N | N | N | N | N | N | There are difficulties in determining whether significant on-site storage actually allows for reduced demand during peak periods. This would entail significant effort on the part of both Portsmouth Water and the customer, with savings likely to be low overall as a result of relatively few customers meeting criteria. Furthermore, the mechanism by which this could be implemented is unclear, with Portsmouth Water's pricing signals only being felt directly by the water retailer servicing the business user. | [30 empty] | PRT_PRT_EF-CRE_ALL_ALL_ind storage |  | N | N | N | N |  |  | PRT_PRT_EF-CRE_ALL_ALL_ind storage
51dU | PRT_PRT_EF-CRE_ALL_ALL_greywater newhh | (C048) Greywater reuse- new HH | Household water recycling | Customer Options | PWSPRT | Unconstrained | N |  |  | N | N | N | N | N | N | Significant uncertainty regarding developer uptake on cost grounds. Even though the disruption and spatial footprint issues are addressed at the build stage, concern over performance and maintenance remain. Opportunities for such schemes may arise on a trial/pilot study basis for developments seeking to achieve exemplar status. | [30 empty] | PRT_PRT_EF-CRE_ALL_ALL_greywater newhh |  | N | N | N | N |  |  | PRT_PRT_EF-CRE_ALL_ALL_greywater newhh
51dU | PRT_PRT_EF-CRE_ALL_ALL_greywater hh | (C047) Greywater reuse- existing HH | Household water recycling | Customer Options | PWSPRT | Unconstrained | N |  |  | N | N | N | N | N | N | This is recognised as a technique for individual properties but customer appetite for large-scale retrofitting (sufficient to deliver a WRMP benefit) is likely to be low. There remain many concerns regarding human health, odour, spatial footprint, user maintenance etc. | [30 empty] | PRT_PRT_EF-CRE_ALL_ALL_greywater hh |  | N | N | N | N |  |  | PRT_PRT_EF-CRE_ALL_ALL_greywater hh
51dU | PRT_PRT_EF-CRE_ALL_ALL_compulsory meterhh | (C004) Compulsory metering HH | Metering compulsory | Customer Options | PWSPRT | Unconstrained | N |  |  | N | N | N | N | N | N | WRMP19 option: Compulsory metering was not an option as Portsmouth Water's supply area does not currently hold the required water stress status so would not receive regulatory backing. Now superceded by new WRMP24 compulsory metering option. | [30 empty] | PRT_PRT_EF-CRE_ALL_ALL_compulsory meterhh |  | N | N | N | N |  |  | PRT_PRT_EF-CRE_ALL_ALL_compulsory meterhh
51aP | PRT_p1_arun west | Portfolio 1 (Standard): Arun and Western Streams | Catchment management | Resource Options | PWSPRT | Preferred | N |  | Inclusive with: SWS_p1_arun west, SEW_p1_arun west | Y | N | N | Y | N | N |  |  |  | 0 | 0 | n/a |  | 1.6788 | 1.6788 | 0 | 0 | [5 empty] | 39.8323 | [13 empty] | 0 | PRT_PRT_BG-CAT_ALL_ALL_cm_p1_arun west | 0 | N | N | N | N | New Resource |  | PRT_p1_arun west | 0
51aP | PRT_cm_p1_east hampshire | Portfolio 1 (Standard): East Hampshire | Catchment management | Resource Options | PWSPRT | Preferred | N |  | Inclusive with: SEW_cm_p1_east hampshire | Y | N | N | Y | N | N |  |  |  | 0 | 0 | n/a |  | 1.4795 | 1.4795 | 0 | 0 | [5 empty] | 32.3323 | [13 empty] | 0 | PRT_PRT_BG-CAT_ALL_ALL_cm_p1_east hampshire | 0 | N | N | N | N | New Resource |  | PRT_cm_p1_east hampshire | 0
51aU | PRT_PWE_HI-TFR_TWJ_ALL_SRN Pulborough WSW-havant r 200 | Source D To Havant Thicket: 200Ml/d | External raw water bulk supply/transfer | Resource Options | PWSPRT | Unconstrained | Y |  |  | N | N | N | N | N | N | No availability to support capacity of transfer, INNS concern in opposite direction. | SWSSNT | PWSPRT | 50 | [13 empty] | -0.00035147 | -127.683 |  |  | -0.00021924 |  | -0.00013224 | Detiorating |  | 7 |  |  |  | 0 | PRT_PWE_HI-TFR_TWJ_ALL_Pulborough WSW-havant r 200 PRT_PWE_EF-TFR_RE1_ALL_Pulborough WSW-havant t r |  | N | N | N | N |  |  | PRT_PWE_HI-TFR_TWJ_ALL_SRN Pulborough WSW-havant r 200 | 50
51dP | PRT_PRT_EF-LKR_ALL_ALL_dmp prt gov c+2 | Government-led Demand Reduction - Profile C+ (Portsmouth Water) | Other water efficiency | Customer Options | PWSPRT | Preferred | N |  |  | Y | Y | Y | Y | Y | Y |  |  |  | 23.8415 |  | 2025/26 |  |  |  | 15.8839 | 22.4904 | [19 empty] | 0 | PRT_PRT_EF-LKR_ALL_ALL_dmp prt gov c+2 | 0 | Y | Y | Y | Y | New Resource |  | PRT_PRT_EF-LKR_ALL_ALL_dmp prt gov c+2 | 23.8415
51dP | PRT_PRT_EF-WEF_ALL_ALL_vulnerability high+ | Vulnerability - Company - High+ | Retrofitting indoor water efficiency devices | Customer Options | PWSPRT | Preferred | N |  | Inclusive with: PRT_PRT_EF-WEF_ALL_ALL_meter csl high+, PRT_PRT_EF-WEF_ALL_ALL_leak_alarm high+, PRT_PRT_EF-WEF_ALL_ALL_innovative tariffs high+, PRT_PRT_EF-WEF_ALL_ALL_gadgets high+, PRT_PRT_EF-WEF_ALL_ALL_education high+, PRT_PRT_EF-WEF_ALL_ALL_comms high+, PRT_PRT_EF-WEF_ALL_ALL_awareness high+, PRT_PRT_EF-WEF_ALL_ALL_audit_nhh high+, PRT_PRT_EF-LKR_ALL_ALL_leakage_custen high+, PRT_PRT_EF-CRE_ALL_ALL_hh_pressure high+, PRT_PRT_EF-CRE_ALL_ALL_comp metering high+, PRT_PRT_EF-CRE_ALL_ALL_ami_smrt_m_nhh high+, PRT_PRT_EF-CRE_ALL_ALL_ami_smrt_m_hh high+, PRT_PRT_EF-CRE_ALL_ALL_ami_infra high+, PRT_PRT_EF-WEF_ALL_ALL_reduce_consump high+, PRT_PRT_EF-CRE_ALL_ALL_optant_meter high+, PRT_PRT_EF-WEF_ALL_ALL_audit_hh high+, PRT_PRT_EF-LKR_ALL_ALL_leakage_alc high+ | Y | Y | Y | Y | Y | Y |  |  |  | 0.0044 |  | 2025/26 |  | 0.00026703 | 0.00026703 | 23.0168 | 26.3878 | 0.845 |  |  | 0.0003294 | 21.5462 | 0.0063265 | [13 empty] | 0 | PRT_PRT_EF-WEF_ALL_ALL_vulnerability high+ | 21.5462 | Y | Y | Y | Y | New Resource |  | PRT_PRT_EF-WEF_ALL_ALL_vulnerability high+ | 0.0044
51dP | PRT_PRT_EF-WEF_ALL_ALL_meter csl high+ | Metering CSL - Company - High+ | Supply pipe repairs / replacement | Customer Options | PWSPRT | Preferred | N |  | Inclusive with: PRT_PRT_EF-WEF_ALL_ALL_vulnerability high+, PRT_PRT_EF-WEF_ALL_ALL_leak_alarm high+, PRT_PRT_EF-WEF_ALL_ALL_innovative tariffs high+, PRT_PRT_EF-WEF_ALL_ALL_gadgets high+, PRT_PRT_EF-WEF_ALL_ALL_education high+, PRT_PRT_EF-WEF_ALL_ALL_comms high+, PRT_PRT_EF-WEF_ALL_ALL_awareness high+, PRT_PRT_EF-WEF_ALL_ALL_audit_nhh high+, PRT_PRT_EF-LKR_ALL_ALL_leakage_custen high+, PRT_PRT_EF-CRE_ALL_ALL_hh_pressure high+, PRT_PRT_EF-CRE_ALL_ALL_comp metering high+, PRT_PRT_EF-CRE_ALL_ALL_ami_smrt_m_nhh high+, PRT_PRT_EF-CRE_ALL_ALL_ami_smrt_m_hh high+, PRT_PRT_EF-CRE_ALL_ALL_ami_infra high+, PRT_PRT_EF-WEF_ALL_ALL_reduce_consump high+, PRT_PRT_EF-CRE_ALL_ALL_optant_meter high+, PRT_PRT_EF-WEF_ALL_ALL_audit_hh high+, PRT_PRT_EF-LKR_ALL_ALL_leakage_alc high+ | Y | Y | Y | Y | Y | Y |  |  |  | 10.0786 |  | 2025/26 |  | 0.28008 | 0.91043 | 13.5001 | 16.636 | 7.128 |  |  | 0.0035825 | 10.0649 | 8.4497 | [13 empty] | 0 | PRT_PRT_EF-WEF_ALL_ALL_meter csl high+ | 10.0649 | Y | Y | Y | Y | New Resource |  | PRT_PRT_EF-WEF_ALL_ALL_meter csl high+ | 10.0786
51dP | PRT_PRT_EF-WEF_ALL_ALL_leak_alarm high+ | Leak Alarm - Company - High+ | Retrofitting indoor water efficiency devices | Customer Options | PWSPRT | Preferred | N |  | Inclusive with: PRT_PRT_EF-WEF_ALL_ALL_vulnerability high+, PRT_PRT_EF-WEF_ALL_ALL_meter csl high+, PRT_PRT_EF-WEF_ALL_ALL_innovative tariffs high+, PRT_PRT_EF-WEF_ALL_ALL_gadgets high+, PRT_PRT_EF-WEF_ALL_ALL_education high+, PRT_PRT_EF-WEF_ALL_ALL_comms high+, PRT_PRT_EF-WEF_ALL_ALL_awareness high+, PRT_PRT_EF-WEF_ALL_ALL_audit_nhh high+, PRT_PRT_EF-LKR_ALL_ALL_leakage_custen high+, PRT_PRT_EF-CRE_ALL_ALL_hh_pressure high+, PRT_PRT_EF-CRE_ALL_ALL_comp metering high+, PRT_PRT_EF-CRE_ALL_ALL_ami_smrt_m_nhh high+, PRT_PRT_EF-CRE_ALL_ALL_ami_smrt_m_hh high+, PRT_PRT_EF-CRE_ALL_ALL_ami_infra high+, PRT_PRT_EF-WEF_ALL_ALL_reduce_consump high+, PRT_PRT_EF-CRE_ALL_ALL_optant_meter high+, PRT_PRT_EF-WEF_ALL_ALL_audit_hh high+, PRT_PRT_EF-LKR_ALL_ALL_leakage_alc high+ | Y | Y | Y | Y | Y | Y |  |  |  | 0.075 |  | 2025/26 |  | 0.020917 | 0.020917 | 23.0168 | 26.3878 | 0.845 |  |  | 0.0003294 | 13.4253 | 0.094442 | [13 empty] | 0 | PRT_PRT_EF-WEF_ALL_ALL_leak_alarm high+ | 13.4253 | Y | Y | Y | Y | New Resource |  | PRT_PRT_EF-WEF_ALL_ALL_leak_alarm high+ | 0.075
51dP | PRT_PRT_EF-WEF_ALL_ALL_innovative tariffs high+ | Introduce innovative tariffs - Company - High+ | Retrofitting indoor water efficiency devices | Customer Options | PWSPRT | Preferred | N |  | Inclusive with: PRT_PRT_EF-WEF_ALL_ALL_vulnerability high+, PRT_PRT_EF-WEF_ALL_ALL_meter csl high+, PRT_PRT_EF-WEF_ALL_ALL_leak_alarm high+, PRT_PRT_EF-WEF_ALL_ALL_gadgets high+, PRT_PRT_EF-WEF_ALL_ALL_education high+, PRT_PRT_EF-WEF_ALL_ALL_comms high+, PRT_PRT_EF-WEF_ALL_ALL_awareness high+, PRT_PRT_EF-WEF_ALL_ALL_audit_nhh high+, PRT_PRT_EF-LKR_ALL_ALL_leakage_custen high+, PRT_PRT_EF-CRE_ALL_ALL_hh_pressure high+, PRT_PRT_EF-CRE_ALL_ALL_comp metering high+, PRT_PRT_EF-CRE_ALL_ALL_ami_smrt_m_nhh high+, PRT_PRT_EF-CRE_ALL_ALL_ami_smrt_m_hh high+, PRT_PRT_EF-CRE_ALL_ALL_ami_infra high+, PRT_PRT_EF-WEF_ALL_ALL_reduce_consump high+, PRT_PRT_EF-CRE_ALL_ALL_optant_meter high+, PRT_PRT_EF-WEF_ALL_ALL_audit_hh high+, PRT_PRT_EF-LKR_ALL_ALL_leakage_alc high+ | Y | Y | Y | Y | Y | Y |  |  |  | 2.3949 |  | 2025/26 |  | 0.44504 | 0.44504 | 23.0168 | 26.3878 |  |  |  |  | 1.6616 | 0.26168 | [13 empty] | 0 | PRT_PRT_EF-WEF_ALL_ALL_innovative tariffs high+ | 1.6616 | Y | Y | Y | Y | New Resource |  | PRT_PRT_EF-WEF_ALL_ALL_innovative tariffs high+ | 2.3949
51dP | PRT_PRT_EF-WEF_ALL_ALL_gadgets high+ | Retrofit Gadgets - Company - High+ | Retrofitting indoor water efficiency devices | Customer Options | PWSPRT | Preferred | N |  | Inclusive with: PRT_PRT_EF-WEF_ALL_ALL_vulnerability high+, PRT_PRT_EF-WEF_ALL_ALL_meter csl high+, PRT_PRT_EF-WEF_ALL_ALL_leak_alarm high+, PRT_PRT_EF-WEF_ALL_ALL_innovative tariffs high+, PRT_PRT_EF-WEF_ALL_ALL_education high+, PRT_PRT_EF-WEF_ALL_ALL_comms high+, PRT_PRT_EF-WEF_ALL_ALL_awareness high+, PRT_PRT_EF-WEF_ALL_ALL_audit_nhh high+, PRT_PRT_EF-LKR_ALL_ALL_leakage_custen high+, PRT_PRT_EF-CRE_ALL_ALL_hh_pressure high+, PRT_PRT_EF-CRE_ALL_ALL_comp metering high+, PRT_PRT_EF-CRE_ALL_ALL_ami_smrt_m_nhh high+, PRT_PRT_EF-CRE_ALL_ALL_ami_smrt_m_hh high+, PRT_PRT_EF-CRE_ALL_ALL_ami_infra high+, PRT_PRT_EF-WEF_ALL_ALL_reduce_consump high+, PRT_PRT_EF-CRE_ALL_ALL_optant_meter high+, PRT_PRT_EF-WEF_ALL_ALL_audit_hh high+, PRT_PRT_EF-LKR_ALL_ALL_leakage_alc high+ | Y | Y | Y | Y | Y | Y |  |  |  | 0.1161 |  | 2025/26 |  | 0.032043 | 0.032043 | 23.0168 | 26.3878 | 0.845 |  |  | 0.0003294 | 137.2193 | 0.75919 | [13 empty] | 0 | PRT_PRT_EF-WEF_ALL_ALL_gadgets high+ | 137.2193 | Y | Y | Y | Y | New Resource |  | PRT_PRT_EF-WEF_ALL_ALL_gadgets high+ | 0.1161
51dP | PRT_PRT_EF-WEF_ALL_ALL_education high+ | Education programme - Company - High+ | Household water audit | Customer Options | PWSPRT | Preferred | N |  | Inclusive with: PRT_PRT_EF-WEF_ALL_ALL_vulnerability high+, PRT_PRT_EF-WEF_ALL_ALL_meter csl high+, PRT_PRT_EF-WEF_ALL_ALL_leak_alarm high+, PRT_PRT_EF-WEF_ALL_ALL_innovative tariffs high+, PRT_PRT_EF-WEF_ALL_ALL_gadgets high+, PRT_PRT_EF-WEF_ALL_ALL_comms high+, PRT_PRT_EF-WEF_ALL_ALL_awareness high+, PRT_PRT_EF-WEF_ALL_ALL_audit_nhh high+, PRT_PRT_EF-LKR_ALL_ALL_leakage_custen high+, PRT_PRT_EF-CRE_ALL_ALL_hh_pressure high+, PRT_PRT_EF-CRE_ALL_ALL_comp metering high+, PRT_PRT_EF-CRE_ALL_ALL_ami_smrt_m_nhh high+, PRT_PRT_EF-CRE_ALL_ALL_ami_smrt_m_hh high+, PRT_PRT_EF-CRE_ALL_ALL_ami_infra high+, PRT_PRT_EF-WEF_ALL_ALL_reduce_consump high+, PRT_PRT_EF-CRE_ALL_ALL_optant_meter high+, PRT_PRT_EF-WEF_ALL_ALL_audit_hh high+, PRT_PRT_EF-LKR_ALL_ALL_leakage_alc high+ | Y | Y | Y | Y | Y | Y |  |  |  | 0.2834 |  | 2025/26 |  | 0.0044504 | 0.0044504 | 23.0168 | 26.3878 | 1.81 |  |  | 0.00070557 | 5.515 | 0.10544 | [13 empty] | 0 | PRT_PRT_EF-WEF_ALL_ALL_education high+ | 5.515 | Y | Y | Y | Y | New Resource |  | PRT_PRT_EF-WEF_ALL_ALL_education high+ | 0.2834
51dP | PRT_PRT_EF-WEF_ALL_ALL_comms high+ | Multi- channel proactive coms - Company - High+ | Retrofitting indoor water efficiency devices | Customer Options | PWSPRT | Preferred | N |  | Inclusive with: PRT_PRT_EF-WEF_ALL_ALL_vulnerability high+, PRT_PRT_EF-WEF_ALL_ALL_meter csl high+, PRT_PRT_EF-WEF_ALL_ALL_leak_alarm high+, PRT_PRT_EF-WEF_ALL_ALL_innovative tariffs high+, PRT_PRT_EF-WEF_ALL_ALL_gadgets high+, PRT_PRT_EF-WEF_ALL_ALL_education high+, PRT_PRT_EF-WEF_ALL_ALL_awareness high+, PRT_PRT_EF-WEF_ALL_ALL_audit_nhh high+, PRT_PRT_EF-LKR_ALL_ALL_leakage_custen high+, PRT_PRT_EF-CRE_ALL_ALL_hh_pressure high+, PRT_PRT_EF-CRE_ALL_ALL_comp metering high+, PRT_PRT_EF-CRE_ALL_ALL_ami_smrt_m_nhh high+, PRT_PRT_EF-CRE_ALL_ALL_ami_smrt_m_hh high+, PRT_PRT_EF-CRE_ALL_ALL_ami_infra high+, PRT_PRT_EF-WEF_ALL_ALL_reduce_consump high+, PRT_PRT_EF-CRE_ALL_ALL_optant_meter high+, PRT_PRT_EF-WEF_ALL_ALL_audit_hh high+, PRT_PRT_EF-LKR_ALL_ALL_leakage_alc high+ | Y | Y | Y | Y | Y | Y |  |  |  | 0.7256 |  | 2025/26 |  | 0.04486 | 0.04486 | 23.0168 | 26.3878 | 0.845 |  |  | 0.0003294 | 17.5965 | 1.0629 | [13 empty] | 0 | PRT_PRT_EF-WEF_ALL_ALL_comms high+ | 17.5965 | Y | Y | Y | Y | New Resource |  | PRT_PRT_EF-WEF_ALL_ALL_comms high+ | 0.7256
51dP | PRT_PRT_EF-WEF_ALL_ALL_awareness high+ | Awareness campaign: community - Company - High+ | Retrofitting indoor water efficiency devices | Customer Options | PWSPRT | Preferred | N |  | Inclusive with: PRT_PRT_EF-WEF_ALL_ALL_vulnerability high+, PRT_PRT_EF-WEF_ALL_ALL_meter csl high+, PRT_PRT_EF-WEF_ALL_ALL_leak_alarm high+, PRT_PRT_EF-WEF_ALL_ALL_innovative tariffs high+, PRT_PRT_EF-WEF_ALL_ALL_gadgets high+, PRT_PRT_EF-WEF_ALL_ALL_education high+, PRT_PRT_EF-WEF_ALL_ALL_comms high+, PRT_PRT_EF-WEF_ALL_ALL_audit_nhh high+, PRT_PRT_EF-LKR_ALL_ALL_leakage_custen high+, PRT_PRT_EF-CRE_ALL_ALL_hh_pressure high+, PRT_PRT_EF-CRE_ALL_ALL_comp metering high+, PRT_PRT_EF-CRE_ALL_ALL_ami_smrt_m_nhh high+, PRT_PRT_EF-CRE_ALL_ALL_ami_smrt_m_hh high+, PRT_PRT_EF-CRE_ALL_ALL_ami_infra high+, PRT_PRT_EF-WEF_ALL_ALL_reduce_consump high+, PRT_PRT_EF-CRE_ALL_ALL_optant_meter high+, PRT_PRT_EF-WEF_ALL_ALL_audit_hh high+, PRT_PRT_EF-LKR_ALL_ALL_leakage_alc high+ | Y | Y | Y | Y | Y | Y |  |  |  | 3.465 |  | 2025/26 |  | 0.0074767 | 0.0074767 | 23.0168 | 26.3878 | 0.845 |  |  | 0.0003294 | 0.97517 | 0.26313 | [13 empty] | 0 | PRT_PRT_EF-WEF_ALL_ALL_awareness high+ | 0.97517 | Y | Y | Y | Y | New Resource |  | PRT_PRT_EF-WEF_ALL_ALL_awareness high+ | 3.465
51dP | PRT_PRT_EF-WEF_ALL_ALL_audit_nhh high+ | Non-household audit - Company - High+ | Non-household water audit | Customer Options | PWSPRT | Preferred | N |  | Inclusive with: PRT_PRT_EF-WEF_ALL_ALL_vulnerability high+, PRT_PRT_EF-WEF_ALL_ALL_meter csl high+, PRT_PRT_EF-WEF_ALL_ALL_leak_alarm high+, PRT_PRT_EF-WEF_ALL_ALL_innovative tariffs high+, PRT_PRT_EF-WEF_ALL_ALL_gadgets high+, PRT_PRT_EF-WEF_ALL_ALL_education high+, PRT_PRT_EF-WEF_ALL_ALL_comms high+, PRT_PRT_EF-WEF_ALL_ALL_awareness high+, PRT_PRT_EF-LKR_ALL_ALL_leakage_custen high+, PRT_PRT_EF-CRE_ALL_ALL_hh_pressure high+, PRT_PRT_EF-CRE_ALL_ALL_comp metering high+, PRT_PRT_EF-CRE_ALL_ALL_ami_smrt_m_nhh high+, PRT_PRT_EF-CRE_ALL_ALL_ami_smrt_m_hh high+, PRT_PRT_EF-CRE_ALL_ALL_ami_infra high+, PRT_PRT_EF-WEF_ALL_ALL_reduce_consump high+, PRT_PRT_EF-CRE_ALL_ALL_optant_meter high+, PRT_PRT_EF-WEF_ALL_ALL_audit_hh high+, PRT_PRT_EF-LKR_ALL_ALL_leakage_alc high+ | Y | Y | Y | Y | Y | Y |  |  |  | 0.0301 |  | 2025/26 |  | 0.040232 | 0.040232 | 23.0168 | 26.3878 | 1.81 |  |  | 0.00070557 | 374.1828 | 0.9532 | [13 empty] | 0 | PRT_PRT_EF-WEF_ALL_ALL_audit_nhh high+ | 374.1828 | Y | Y | Y | Y | New Resource |  | PRT_PRT_EF-WEF_ALL_ALL_audit_nhh high+ | 0.0301
51dP | PRT_PRT_EF-WEF_ALL_ALL_audit_hh high+ | Household audit - Company - High+ | Household water audit | Customer Options | PWSPRT | Preferred | N |  | Inclusive with: PRT_PRT_EF-WEF_ALL_ALL_vulnerability high+, PRT_PRT_EF-WEF_ALL_ALL_meter csl high+, PRT_PRT_EF-WEF_ALL_ALL_leak_alarm high+, PRT_PRT_EF-WEF_ALL_ALL_innovative tariffs high+, PRT_PRT_EF-WEF_ALL_ALL_gadgets high+, PRT_PRT_EF-WEF_ALL_ALL_education high+, PRT_PRT_EF-WEF_ALL_ALL_comms high+, PRT_PRT_EF-WEF_ALL_ALL_awareness high+, PRT_PRT_EF-WEF_ALL_ALL_audit_nhh high+, PRT_PRT_EF-LKR_ALL_ALL_leakage_custen high+, PRT_PRT_EF-CRE_ALL_ALL_hh_pressure high+, PRT_PRT_EF-CRE_ALL_ALL_comp metering high+, PRT_PRT_EF-CRE_ALL_ALL_ami_smrt_m_nhh high+, PRT_PRT_EF-CRE_ALL_ALL_ami_smrt_m_hh high+, PRT_PRT_EF-CRE_ALL_ALL_ami_infra high+, PRT_PRT_EF-WEF_ALL_ALL_reduce_consump high+, PRT_PRT_EF-CRE_ALL_ALL_optant_meter high+, PRT_PRT_EF-LKR_ALL_ALL_leakage_alc high+ | Y | Y | Y | Y | Y | Y |  |  |  | 0.6561 |  | 2025/26 |  | 0.016492 | 0.016492 | 23.0168 | 26.3878 | 4.8142 |  |  | 0.0015391 | 12.1626 | 0.67242 | [13 empty] | 0 | PRT_PRT_EF-WEF_ALL_ALL_audit_hh high+ | 12.1626 | Y | Y | Y | Y | New Resource |  | PRT_PRT_EF-WEF_ALL_ALL_audit_hh high+ | 0.6561
51cP | PRT_PRT_EF-LKR_ALL_ALL_leakage_custen high+ | Leakage reduction - Customer engagement / education / incentives - Non-Household - Company - High+ | Other leakage control | Distribution Options | PWSPRT | Preferred | N |  | Inclusive with: PRT_PRT_EF-WEF_ALL_ALL_vulnerability high+, PRT_PRT_EF-WEF_ALL_ALL_meter csl high+, PRT_PRT_EF-WEF_ALL_ALL_leak_alarm high+, PRT_PRT_EF-WEF_ALL_ALL_innovative tariffs high+, PRT_PRT_EF-WEF_ALL_ALL_gadgets high+, PRT_PRT_EF-WEF_ALL_ALL_education high+, PRT_PRT_EF-WEF_ALL_ALL_comms high+, PRT_PRT_EF-WEF_ALL_ALL_awareness high+, PRT_PRT_EF-WEF_ALL_ALL_audit_nhh high+, PRT_PRT_EF-CRE_ALL_ALL_hh_pressure high+, PRT_PRT_EF-CRE_ALL_ALL_comp metering high+, PRT_PRT_EF-CRE_ALL_ALL_ami_smrt_m_nhh high+, PRT_PRT_EF-CRE_ALL_ALL_ami_smrt_m_hh high+, PRT_PRT_EF-CRE_ALL_ALL_ami_infra high+, PRT_PRT_EF-WEF_ALL_ALL_reduce_consump high+, PRT_PRT_EF-CRE_ALL_ALL_optant_meter high+, PRT_PRT_EF-WEF_ALL_ALL_audit_hh high+, PRT_PRT_EF-LKR_ALL_ALL_leakage_alc high+ | Y | Y | Y | Y | Y | Y |  |  |  | 0.3 |  | 2025/26 |  | 0.0042724 | 0.0042724 | 13.5001 | 16.636 |  |  |  |  | 4.7662 | 0.081934 | [13 empty] | 0 | PRT_PRT_EF-LKR_ALL_ALL_leakage_custen high+ | 4.7662 | Y | Y | Y | Y | New Resource |  | PRT_PRT_EF-LKR_ALL_ALL_leakage_custen high+ | 0.3
51cP | PRT_PRT_EF-LKR_ALL_ALL_leakage_alc high+ | Leakage reduction - Active Leakage Control - Company - High+ | Active leakage management | Distribution Options | PWSPRT | Preferred | N |  | Inclusive with: PRT_PRT_EF-WEF_ALL_ALL_vulnerability high+, PRT_PRT_EF-WEF_ALL_ALL_meter csl high+, PRT_PRT_EF-WEF_ALL_ALL_leak_alarm high+, PRT_PRT_EF-WEF_ALL_ALL_innovative tariffs high+, PRT_PRT_EF-WEF_ALL_ALL_gadgets high+, PRT_PRT_EF-WEF_ALL_ALL_education high+, PRT_PRT_EF-WEF_ALL_ALL_comms high+, PRT_PRT_EF-WEF_ALL_ALL_awareness high+, PRT_PRT_EF-WEF_ALL_ALL_audit_nhh high+, PRT_PRT_EF-LKR_ALL_ALL_leakage_custen high+, PRT_PRT_EF-CRE_ALL_ALL_hh_pressure high+, PRT_PRT_EF-CRE_ALL_ALL_comp metering high+, PRT_PRT_EF-CRE_ALL_ALL_ami_smrt_m_nhh high+, PRT_PRT_EF-CRE_ALL_ALL_ami_smrt_m_hh high+, PRT_PRT_EF-CRE_ALL_ALL_ami_infra high+, PRT_PRT_EF-WEF_ALL_ALL_reduce_consump high+, PRT_PRT_EF-CRE_ALL_ALL_optant_meter high+, PRT_PRT_EF-WEF_ALL_ALL_audit_hh high+ | Y | Y | Y | Y | Y | Y |  |  |  | 6.2574 |  | 2025/26 |  | 2.4038 | 2.4038 | 13.5001 | 16.636 | 40509.3476 |  |  | 15.9548 | 126.6721 | 51.3384 | [9 empty] | 16 |  |  |  | 0 | PRT_PRT_EF-LKR_ALL_ALL_leakage_alc high+ | 126.6721 | Y | Y | Y | Y | New Resource |  | PRT_PRT_EF-LKR_ALL_ALL_leakage_alc high+ | 6.2574
51dP | PRT_PRT_EF-CRE_ALL_ALL_hh_pressure high+ | Pressure control device - Company - High+ | Retrofitting indoor water efficiency devices | Customer Options | PWSPRT | Preferred | N |  | Inclusive with: PRT_PRT_EF-WEF_ALL_ALL_vulnerability high+, PRT_PRT_EF-WEF_ALL_ALL_meter csl high+, PRT_PRT_EF-WEF_ALL_ALL_leak_alarm high+, PRT_PRT_EF-WEF_ALL_ALL_innovative tariffs high+, PRT_PRT_EF-WEF_ALL_ALL_gadgets high+, PRT_PRT_EF-WEF_ALL_ALL_education high+, PRT_PRT_EF-WEF_ALL_ALL_comms high+, PRT_PRT_EF-WEF_ALL_ALL_awareness high+, PRT_PRT_EF-WEF_ALL_ALL_audit_nhh high+, PRT_PRT_EF-LKR_ALL_ALL_leakage_custen high+, PRT_PRT_EF-CRE_ALL_ALL_comp metering high+, PRT_PRT_EF-CRE_ALL_ALL_ami_smrt_m_nhh high+, PRT_PRT_EF-CRE_ALL_ALL_ami_smrt_m_hh high+, PRT_PRT_EF-CRE_ALL_ALL_ami_infra high+, PRT_PRT_EF-WEF_ALL_ALL_reduce_consump high+, PRT_PRT_EF-CRE_ALL_ALL_optant_meter high+, PRT_PRT_EF-WEF_ALL_ALL_audit_hh high+, PRT_PRT_EF-LKR_ALL_ALL_leakage_alc high+ | Y | Y | Y | Y | Y | Y |  |  |  | 0.344 |  | 2025/26 |  | 0.089118 | 0.089118 | 23.0168 | 26.3878 |  |  |  |  | 39.6966 | 0.90874 | [13 empty] | 0 | PRT_PRT_EF-CRE_ALL_ALL_hh_pressure high+ | 39.6966 | Y | Y | Y | Y | New Resource |  | PRT_PRT_EF-CRE_ALL_ALL_hh_pressure high+ | 0.344
51dP | PRT_PRT_EF-CRE_ALL_ALL_comp metering high+ | Compulsory metering – Household - Company - High+ | Metering compulsory | Customer Options | PWSPRT | Preferred | N |  | Inclusive with: PRT_PRT_EF-WEF_ALL_ALL_vulnerability high+, PRT_PRT_EF-WEF_ALL_ALL_meter csl high+, PRT_PRT_EF-WEF_ALL_ALL_leak_alarm high+, PRT_PRT_EF-WEF_ALL_ALL_innovative tariffs high+, PRT_PRT_EF-WEF_ALL_ALL_gadgets high+, PRT_PRT_EF-WEF_ALL_ALL_education high+, PRT_PRT_EF-WEF_ALL_ALL_comms high+, PRT_PRT_EF-WEF_ALL_ALL_awareness high+, PRT_PRT_EF-WEF_ALL_ALL_audit_nhh high+, PRT_PRT_EF-LKR_ALL_ALL_leakage_custen high+, PRT_PRT_EF-CRE_ALL_ALL_hh_pressure high+, PRT_PRT_EF-CRE_ALL_ALL_ami_smrt_m_nhh high+, PRT_PRT_EF-CRE_ALL_ALL_ami_smrt_m_hh high+, PRT_PRT_EF-CRE_ALL_ALL_ami_infra high+, PRT_PRT_EF-WEF_ALL_ALL_reduce_consump high+, PRT_PRT_EF-CRE_ALL_ALL_optant_meter high+, PRT_PRT_EF-WEF_ALL_ALL_audit_hh high+, PRT_PRT_EF-LKR_ALL_ALL_leakage_alc high+ | Y | Y | Y | Y | Y | Y |  |  |  | 9.9894 |  | 2025/26 |  | 3.6856 | 3.6856 | 23.0168 | 26.3878 | 17626.5224 |  |  | 5.0025 | 55.1362 | 96.6495 | [13 empty] | 0 | PRT_PRT_EF-CRE_ALL_ALL_comp metering high+ | 55.1362 | Y | Y | Y | Y | New Resource |  | PRT_PRT_EF-CRE_ALL_ALL_comp metering high+ | 9.9894
51dP | PRT_PRT_EF-CRE_ALL_ALL_ami_smrt_m_nhh high+ | AMI / Smart metering - Non-Household - Company - High+ | Metering other selective | Customer Options | PWSPRT | Preferred | N |  | Inclusive with: PRT_PRT_EF-WEF_ALL_ALL_vulnerability high+, PRT_PRT_EF-WEF_ALL_ALL_meter csl high+, PRT_PRT_EF-WEF_ALL_ALL_leak_alarm high+, PRT_PRT_EF-WEF_ALL_ALL_innovative tariffs high+, PRT_PRT_EF-WEF_ALL_ALL_gadgets high+, PRT_PRT_EF-WEF_ALL_ALL_education high+, PRT_PRT_EF-WEF_ALL_ALL_comms high+, PRT_PRT_EF-WEF_ALL_ALL_awareness high+, PRT_PRT_EF-WEF_ALL_ALL_audit_nhh high+, PRT_PRT_EF-LKR_ALL_ALL_leakage_custen high+, PRT_PRT_EF-CRE_ALL_ALL_hh_pressure high+, PRT_PRT_EF-CRE_ALL_ALL_comp metering high+, PRT_PRT_EF-CRE_ALL_ALL_ami_smrt_m_hh high+, PRT_PRT_EF-CRE_ALL_ALL_ami_infra high+, PRT_PRT_EF-WEF_ALL_ALL_reduce_consump high+, PRT_PRT_EF-CRE_ALL_ALL_optant_meter high+, PRT_PRT_EF-WEF_ALL_ALL_audit_hh high+, PRT_PRT_EF-LKR_ALL_ALL_leakage_alc high+ | Y | Y | Y | Y | Y | Y |  |  |  | 3.6771 |  | 2025/26 |  | 0.4802 | 0.4802 | 23.0168 | 26.3878 | 1547.0088 |  |  | 0.4334 | 24.2214 | 8.3086 | [13 empty] | 0 | PRT_PRT_EF-CRE_ALL_ALL_ami_smrt_m_nhh high+ | 24.2214 | Y | Y | Y | Y | New Resource |  | PRT_PRT_EF-CRE_ALL_ALL_ami_smrt_m_nhh high+ | 3.6771
51dP | PRT_PRT_EF-CRE_ALL_ALL_ami_smrt_m_hh high+ | AMI / Smart metering - Household - Company - High+ | Metering other selective | Customer Options | PWSPRT | Preferred | N |  | Inclusive with: PRT_PRT_EF-WEF_ALL_ALL_vulnerability high+, PRT_PRT_EF-WEF_ALL_ALL_meter csl high+, PRT_PRT_EF-WEF_ALL_ALL_leak_alarm high+, PRT_PRT_EF-WEF_ALL_ALL_innovative tariffs high+, PRT_PRT_EF-WEF_ALL_ALL_gadgets high+, PRT_PRT_EF-WEF_ALL_ALL_education high+, PRT_PRT_EF-WEF_ALL_ALL_comms high+, PRT_PRT_EF-WEF_ALL_ALL_awareness high+, PRT_PRT_EF-WEF_ALL_ALL_audit_nhh high+, PRT_PRT_EF-LKR_ALL_ALL_leakage_custen high+, PRT_PRT_EF-CRE_ALL_ALL_hh_pressure high+, PRT_PRT_EF-CRE_ALL_ALL_comp metering high+, PRT_PRT_EF-CRE_ALL_ALL_ami_smrt_m_nhh high+, PRT_PRT_EF-CRE_ALL_ALL_ami_infra high+, PRT_PRT_EF-WEF_ALL_ALL_reduce_consump high+, PRT_PRT_EF-CRE_ALL_ALL_optant_meter high+, PRT_PRT_EF-WEF_ALL_ALL_audit_hh high+, PRT_PRT_EF-LKR_ALL_ALL_leakage_alc high+ | Y | Y | Y | Y | Y | Y |  |  |  | 3.4032 |  | 2025/26 |  | 3.8368 | 3.8368 | 23.0168 | 26.3878 | 14412.4467 |  |  | 4.1657 | 265.7458 | 73.611 | [13 empty] | 0 | PRT_PRT_EF-CRE_ALL_ALL_ami_smrt_m_hh high+ | 265.7458 | Y | Y | Y | Y | New Resource |  | PRT_PRT_EF-CRE_ALL_ALL_ami_smrt_m_hh high+ | 3.4032
51dP | PRT_PRT_EF-CRE_ALL_ALL_ami_infra high+ | AMI / Smart metering - Infrastructure - Company - High+ | Other water efficiency | Customer Options | PWSPRT | Preferred | N |  | Inclusive with: PRT_PRT_EF-WEF_ALL_ALL_vulnerability high+, PRT_PRT_EF-WEF_ALL_ALL_meter csl high+, PRT_PRT_EF-WEF_ALL_ALL_leak_alarm high+, PRT_PRT_EF-WEF_ALL_ALL_innovative tariffs high+, PRT_PRT_EF-WEF_ALL_ALL_gadgets high+, PRT_PRT_EF-WEF_ALL_ALL_education high+, PRT_PRT_EF-WEF_ALL_ALL_comms high+, PRT_PRT_EF-WEF_ALL_ALL_awareness high+, PRT_PRT_EF-WEF_ALL_ALL_audit_nhh high+, PRT_PRT_EF-LKR_ALL_ALL_leakage_custen high+, PRT_PRT_EF-CRE_ALL_ALL_hh_pressure high+, PRT_PRT_EF-CRE_ALL_ALL_comp metering high+, PRT_PRT_EF-CRE_ALL_ALL_ami_smrt_m_nhh high+, PRT_PRT_EF-CRE_ALL_ALL_ami_smrt_m_hh high+, PRT_PRT_EF-WEF_ALL_ALL_reduce_consump high+, PRT_PRT_EF-CRE_ALL_ALL_optant_meter high+, PRT_PRT_EF-WEF_ALL_ALL_audit_hh high+, PRT_PRT_EF-LKR_ALL_ALL_leakage_alc high+ | Y | Y | Y | Y | Y | Y |  |  |  | 0 |  | 2025/26 |  | 1.5757 | 2.6465 | 23.0168 | 26.3878 | [5 empty] | 32.8431 | [13 empty] | 0 | PRT_PRT_EF-CRE_ALL_ALL_ami_infra high+ | 0 | Y | Y | Y | Y | New Resource |  | PRT_PRT_EF-CRE_ALL_ALL_ami_infra high+ | 0
51dP | PRT_PRT_EF-WEF_ALL_ALL_reduce_consump high+ | Community Reward (Waterfit platform) - Company - High+ | Retrofitting indoor water efficiency devices | Customer Options | PWSPRT | Preferred | N |  | Inclusive with: PRT_PRT_EF-WEF_ALL_ALL_vulnerability high+, PRT_PRT_EF-WEF_ALL_ALL_meter csl high+, PRT_PRT_EF-WEF_ALL_ALL_leak_alarm high+, PRT_PRT_EF-WEF_ALL_ALL_innovative tariffs high+, PRT_PRT_EF-WEF_ALL_ALL_gadgets high+, PRT_PRT_EF-WEF_ALL_ALL_education high+, PRT_PRT_EF-WEF_ALL_ALL_comms high+, PRT_PRT_EF-WEF_ALL_ALL_awareness high+, PRT_PRT_EF-WEF_ALL_ALL_audit_nhh high+, PRT_PRT_EF-LKR_ALL_ALL_leakage_custen high+, PRT_PRT_EF-CRE_ALL_ALL_hh_pressure high+, PRT_PRT_EF-CRE_ALL_ALL_comp metering high+, PRT_PRT_EF-CRE_ALL_ALL_ami_smrt_m_nhh high+, PRT_PRT_EF-CRE_ALL_ALL_ami_smrt_m_hh high+, PRT_PRT_EF-CRE_ALL_ALL_ami_infra high+, PRT_PRT_EF-CRE_ALL_ALL_optant_meter high+, PRT_PRT_EF-WEF_ALL_ALL_audit_hh high+, PRT_PRT_EF-LKR_ALL_ALL_leakage_alc high+ | Y | Y | Y | Y | Y | Y |  |  |  | 1.1 |  | 2025/26 |  | 0.12194 | 0.12194 | 23.0168 | 26.3878 | 0.845 |  |  | 0.0003294 | 38.9193 | 2.8891 | [13 empty] | 0 | PRT_PRT_EF-WEF_ALL_ALL_reduce_consump high+ | 38.9193 | Y | Y | Y | Y | New Resource |  | PRT_PRT_EF-WEF_ALL_ALL_reduce_consump high+ | 1.1
51dP | PRT_PRT_EF-CRE_ALL_ALL_optant_meter high+ | Optant metering - Company - High+ | Metering optants | Customer Options | PWSPRT | Preferred | N |  | Inclusive with: PRT_PRT_EF-WEF_ALL_ALL_vulnerability high+, PRT_PRT_EF-WEF_ALL_ALL_meter csl high+, PRT_PRT_EF-WEF_ALL_ALL_leak_alarm high+, PRT_PRT_EF-WEF_ALL_ALL_innovative tariffs high+, PRT_PRT_EF-WEF_ALL_ALL_gadgets high+, PRT_PRT_EF-WEF_ALL_ALL_education high+, PRT_PRT_EF-WEF_ALL_ALL_comms high+, PRT_PRT_EF-WEF_ALL_ALL_awareness high+, PRT_PRT_EF-WEF_ALL_ALL_audit_nhh high+, PRT_PRT_EF-LKR_ALL_ALL_leakage_custen high+, PRT_PRT_EF-CRE_ALL_ALL_hh_pressure high+, PRT_PRT_EF-CRE_ALL_ALL_comp metering high+, PRT_PRT_EF-CRE_ALL_ALL_ami_smrt_m_nhh high+, PRT_PRT_EF-CRE_ALL_ALL_ami_smrt_m_hh high+, PRT_PRT_EF-CRE_ALL_ALL_ami_infra high+, PRT_PRT_EF-WEF_ALL_ALL_reduce_consump high+, PRT_PRT_EF-WEF_ALL_ALL_audit_hh high+, PRT_PRT_EF-LKR_ALL_ALL_leakage_alc high+ | Y | Y | Y | Y | Y | Y |  |  |  | 0.1235 |  | 2025/26 |  | 0.25252 | 0.25252 | 23.0168 | 26.3878 | 586.2539 | 6.7351 | 6.7351 | 0.29297 | 37.8279 | 1.3821 | [13 empty] | 0 | PRT_PRT_EF-CRE_ALL_ALL_optant_meter high+ | 37.8279 | Y | Y | Y | Y | New Resource |  | PRT_PRT_EF-CRE_ALL_ALL_optant_meter high+ | 0.1235
51aF | PRT_PWE_HI-TFR_TWJ_ALL_SRN Pulborough WSW-havant r 20 | SRN Pulborough WSW To Havant Thicket: 20Ml/d | External raw water bulk supply/transfer | Resource Options | PWSPRT | Feasible | Y |  | Inclusive with: SWS_SNZ_HI-TFR_PWE_ALL_havant -hardha r 20 p2, SWS_SNZ_HI-TFR_PWE_ALL_havant -hardha r 20 Bidirectional Version: SWS_SNZ_HI-TFR_PWE_ALL_havant -hardha r 20 | N | N | Y | N | N | N |  | SWSSNT | PWSPRT | 20 | 5 |  | 0 | 1.4625 | 0 | 0 |  | 0 | 39.6944 | 0 | 1.3263 | 20.0342 | 33.7109 | 0 | 0 |  |  | 0 |  | 0 | Detiorating |  | 0 |  |  | 0 | 0 | PRT_PWE_EF-TFR_RE1_ALL_Pulborough WSW-havant t r PRT_PWE_HI-TFR_TWJ_ALL_Pulborough WSW-havant r 20 | 0 | N | Y | N | N | Transfer | PRT_PWE_HI-TFR_TWJ_ALL_Pulborough WSW-havant r 20: variable costs only | PRT_PWE_HI-TFR_TWJ_ALL_SRN Pulborough WSW-havant r 20 | 20
51aF | PRT_PRT_HI-TFR_HTE_ALL_ht to Reservoir C r 40_p4 | HT to SRN Otterbourne WSW 40Ml/d spur to Reservoir C: 10Ml/d WTW Phase 4 | Internal raw water transfer | Resource Options | PWSPRT | Feasible | N |  | After: PRT_PRT_HI-TFR_HTE_ALL_ht to Reservoir C r 40_p1 After: PRT_PRT_HI-TFR_HTE_ALL_ht to Reservoir C r 40_p3 | N | N | N | N | N | N |  |  |  | n/a (see Capacity Ml/d for size) | 5 |  | 9.8409 | 1.3472 | 1.6815 | 5 |  | 3665.2015 | 17157.8094 | 8578.9047 | 668.1207 | 44.8908 | 37.7681 | [9 empty] | 0 |  |  |  | 0 | PRT_PRT_HI-ROC_WT2_ALL_hoadshill treatment_rep_2 PRT_PRT_HI-TFR_HTE_ALL_ht to o-hoadsh r 40 | 14.5919 | N | N | N | N | In-Zone Infrastructure | PRT_PRT_HI-TFR_HTE_ALL_ht to o-hoadsh r 40: variable costs only | PRT_PRT_HI-TFR_HTE_ALL_ht to Reservoir C r 40_p4 | 10
51aF | PRT_PRT_HI-TFR_HTE_ALL_ht to Reservoir C r 40_p3 | HT to SRN Otterbourne WSW 40Ml/d spur to Reservoir C: 10Ml/d WTW Phase 3 | Internal raw water transfer | Resource Options | PWSPRT | Feasible | N |  | After: PRT_PRT_HI-TFR_HTE_ALL_ht to Reservoir C r 40_p1 After: PRT_PRT_HI-TFR_HTE_ALL_ht to Reservoir C r 40_p2 | N | N | N | N | N | N |  |  |  | n/a (see Capacity Ml/d for size) | 5 |  | 9.8409 | 1.3472 | 1.6815 | 5 |  | 3665.2015 | 17157.8094 | 8578.9047 | 668.1207 | 44.8908 | 37.7681 | [9 empty] | 0 |  |  |  | 0 | PRT_PRT_HI-ROC_WT2_ALL_hoadshill treatment_rep_1 PRT_PRT_HI-TFR_HTE_ALL_ht to o-hoadsh r 40 | 14.5919 | N | N | N | N | In-Zone Infrastructure | PRT_PRT_HI-TFR_HTE_ALL_ht to o-hoadsh r 40: variable costs only | PRT_PRT_HI-TFR_HTE_ALL_ht to Reservoir C r 40_p3 | 10
51aF | PRT_PRT_HI-TFR_HTE_ALL_ht to Reservoir C r 40_p2 | HT to SRN Otterbourne WSW 40Ml/d spur to Reservoir C: 10Ml/d WTW Phase 2 | Internal raw water transfer | Resource Options | PWSPRT | Feasible | N |  | After: PRT_PRT_HI-TFR_HTE_ALL_ht to Reservoir C r 40_p1 | N | N | N | N | N | N |  |  |  | n/a (see Capacity Ml/d for size) | 5 |  | 9.8409 | 1.3472 | 1.6815 | 5 |  | 3665.2015 | 17157.8094 | 8578.9047 | 668.1207 | 44.8908 | 37.7681 | [9 empty] | 0 |  |  |  | 0 | PRT_PRT_HI-ROC_WT2_ALL_hoadshill treatment PRT_PRT_HI-TFR_HTE_ALL_ht to o-hoadsh r 40 | 14.5919 | N | N | N | N | In-Zone Infrastructure | PRT_PRT_HI-TFR_HTE_ALL_ht to o-hoadsh r 40: variable costs only | PRT_PRT_HI-TFR_HTE_ALL_ht to Reservoir C r 40_p2 | 10
51aF | PRT_PRT_HI-TFR_HTE_ALL_ht to Reservoir C r 40_p1 | HT to SRN Otterbourne WSW 40Ml/d spur to Reservoir C: 10Ml/d WTW Phase 1 | Internal raw water transfer | Resource Options | PWSPRT | Feasible | N |  |  | N | N | N | N | N | N |  |  |  | n/a (see Capacity Ml/d for size) | 5 |  | 28.5659 | 1.4861 | 2.621 | 5 |  | 7376.3326 | 17157.8094 | 8578.9047 | 669.4885 | 66.0246 | 55.5486 | [9 empty] | 0 |  |  |  | 0 | PRT_PRT_HI-TFR_HTE_ALL_ht to o-hoadsh r 40 PRT_PRT_HI-ROC_WT1_ALL_hoadshill treatment | 35.7256 | N | N | N | N | In-Zone Infrastructure |  | PRT_PRT_HI-TFR_HTE_ALL_ht to Reservoir C r 40_p1 | 10
51aF | PRT_PRT_HI-TFR_HTE_ALL_ht to Reservoir C 30_p3 | HT to SRN Otterbourne WSW 30Ml/d spur to Reservoir C: 10Ml/d WTW Phase 3 | Internal raw water transfer | Resource Options | PWSPRT | Feasible | N |  | After: PRT_PRT_HI-TFR_HTE_ALL_ht to Reservoir C 30_p1 After: PRT_PRT_HI-TFR_HTE_ALL_ht to Reservoir C 30_p2 | N | N | N | N | N | N |  |  |  | n/a (see Capacity Ml/d for size) | 5 |  | 9.8409 | 1.3538 | 1.6848 | 5 |  | 3665.2015 | 17158.0795 | 8579.0397 | 668.1284 | 45.07 | 37.9188 | [9 empty] | 0 |  |  |  | 0 | PRT_PRT_HI-ROC_WT2_ALL_hoadshill treatment_rep_1 PRT_PRT_HI-TFR_HTE_ALL_ht to o-hoadsh r 30 | 14.5919 | N | N | N | N | In-Zone Infrastructure | PRT_PRT_HI-TFR_HTE_ALL_ht to o-hoadsh r 30: variable costs only | PRT_PRT_HI-TFR_HTE_ALL_ht to Reservoir C 30_p3 | 10
51aF | PRT_PRT_HI-TFR_HTE_ALL_ht to Reservoir C 30_p2 | HT to SRN Otterbourne WSW 30Ml/d spur to Reservoir C: 10Ml/d WTW Phase 2 | Internal raw water transfer | Resource Options | PWSPRT | Feasible | N |  | After: PRT_PRT_HI-TFR_HTE_ALL_ht to Reservoir C 30_p1 | N | N | N | N | N | N |  |  |  | n/a (see Capacity Ml/d for size) | 5 |  | 9.8409 | 1.3538 | 1.6848 | 5 |  | 3665.2015 | 17158.0795 | 8579.0397 | 668.1284 | 45.07 | 37.9188 | [9 empty] | 0 |  |  |  | 0 | PRT_PRT_HI-ROC_WT2_ALL_hoadshill treatment PRT_PRT_HI-TFR_HTE_ALL_ht to o-hoadsh r 30 | 14.5919 | N | N | N | N | In-Zone Infrastructure | PRT_PRT_HI-TFR_HTE_ALL_ht to o-hoadsh r 30: variable costs only | PRT_PRT_HI-TFR_HTE_ALL_ht to Reservoir C 30_p2 | 10
51aF | PRT_PRT_HI-TFR_HTE_ALL_ht to Reservoir C 30_p1 | HT to SRN Otterbourne WSW 30Ml/d spur to Reservoir C: 10Ml/d WTW Phase 1 | Internal raw water transfer | Resource Options | PWSPRT | Feasible | N |  |  | N | N | N | N | N | N |  |  |  | n/a (see Capacity Ml/d for size) | 5 |  | 23.9364 | 1.4882 | 2.5878 | 5 |  | 7109.6837 | 17158.0795 | 8579.0397 | 669.4477 | 61.5823 | 51.8111 | [9 empty] | 0 |  |  |  | 0 | PRT_PRT_HI-TFR_HTE_ALL_ht to o-hoadsh r 30 PRT_PRT_HI-ROC_WT1_ALL_hoadshill treatment | 31.1042 | N | N | N | N | In-Zone Infrastructure |  | PRT_PRT_HI-TFR_HTE_ALL_ht to Reservoir C 30_p1 | 10
51aF | PRT_PRT_HI-TFR_HTE_ALL_ht to Reservoir C 10_p5 | HT to SRN Otterbourne WSW spur to Reservoir C: 10Ml/d Phase 5 | Internal raw water transfer | Resource Options | PWSPRT | Feasible | N |  | After: PRT_PRT_HI-TFR_HTE_ALL_ht to Reservoir C 10_p1 After: PRT_PRT_HI-TFR_HTE_ALL_ht to Reservoir C 10_p4 | N | N | N | N | N | N |  |  |  | n/a (see Capacity Ml/d for size) | 5 |  | 9.8409 | 1.3678 | 1.6918 | 5 |  | 3665.2015 | 17158.6609 | 8579.3304 | 668.1451 | 45.4546 | 38.2424 | [9 empty] | 0 |  |  |  | 0 | PRT_PRT_HI-ROC_WT2_ALL_hoadshill treatment_rep_3 PRT_PRT_HI-TFR_HTE_ALL_ht to o-hoadsh r 10 | 14.5919 | N | N | N | N | In-Zone Infrastructure |  |  | 10
51aF | PRT_PRT_HI-TFR_HTE_ALL_ht to Reservoir C 10_p4 | HT to SRN Otterbourne WSW spur to Reservoir C: 10Ml/d Phase 4 | Internal raw water transfer | Resource Options | PWSPRT | Feasible | N |  | After: PRT_PRT_HI-TFR_HTE_ALL_ht to Reservoir C 10_p1 After: PRT_PRT_HI-TFR_HTE_ALL_ht to Reservoir C 10_p3 | N | N | N | N | N | N |  |  |  | n/a (see Capacity Ml/d for size) | 5 |  | 9.8409 | 1.3678 | 1.6918 | 5 |  | 3665.2015 | 17158.6609 | 8579.3304 | 668.1451 | 45.4546 | 38.2424 | [9 empty] | 0 |  |  |  | 0 | PRT_PRT_HI-ROC_WT2_ALL_hoadshill treatment_rep_2 PRT_PRT_HI-TFR_HTE_ALL_ht to o-hoadsh r 10 | 14.5919 | N | N | N | N | In-Zone Infrastructure | PRT_PRT_HI-TFR_HTE_ALL_ht to o-hoadsh r 10: variable costs only |  | 10
51aF | PRT_PRT_HI-TFR_HTE_ALL_ht to Reservoir C 10_p3 | HT to SRN Otterbourne WSW spur to Reservoir C: 10Ml/d Phase 3 | Internal raw water transfer | Resource Options | PWSPRT | Feasible | N |  | After: PRT_PRT_HI-TFR_HTE_ALL_ht to Reservoir C 10_p1 After: PRT_PRT_HI-TFR_HTE_ALL_ht to Reservoir C 10_p2 | N | N | N | N | N | N |  |  |  | n/a (see Capacity Ml/d for size) | 5 |  | 9.8409 | 1.3678 | 1.6918 | 5 |  | 3665.2015 | 17158.6609 | 8579.3304 | 668.1451 | 45.4546 | 38.2424 | [9 empty] | 0 |  |  |  | 0 | PRT_PRT_HI-ROC_WT2_ALL_hoadshill treatment_rep_1 PRT_PRT_HI-TFR_HTE_ALL_ht to o-hoadsh r 10 | 14.5919 | N | N | N | N | In-Zone Infrastructure | PRT_PRT_HI-TFR_HTE_ALL_ht to o-hoadsh r 10: variable costs only |  | 10
51aF | PRT_PRT_HI-TFR_HTE_ALL_ht to Reservoir C 10_p2 | HT to SRN Otterbourne WSW spur to Reservoir C: 10Ml/d Phase 2 | Internal raw water transfer | Resource Options | PWSPRT | Feasible | N |  | After: PRT_PRT_HI-TFR_HTE_ALL_ht to Reservoir C 10_p1 | N | N | N | N | N | N |  |  |  | n/a (see Capacity Ml/d for size) | 5 |  | 9.8409 | 1.3678 | 1.6918 | 5 |  | 3665.2015 | 17158.6609 | 8579.3304 | 668.1451 | 45.4546 | 38.2424 | [9 empty] | 0 |  |  |  | 0 | PRT_PRT_HI-ROC_WT2_ALL_hoadshill treatment PRT_PRT_HI-TFR_HTE_ALL_ht to o-hoadsh r 10 | 14.5919 | N | N | N | N | In-Zone Infrastructure | PRT_PRT_HI-TFR_HTE_ALL_ht to o-hoadsh r 10: variable costs only |  | 10
51aF | PRT_PRT_HI-TFR_HTE_ALL_ht to Reservoir C 10_p1 | HT to SRN Otterbourne WSW spur to Reservoir C: 10Ml/d | Internal raw water transfer | Resource Options | PWSPRT | Feasible | N |  |  | N | N | N | N | N | N |  |  |  | n/a (see Capacity Ml/d for size) | 5 |  | 19.8043 | 1.49 | 2.4927 | 5 |  | 5283.6073 | 17158.6609 | 8579.3304 | 668.8493 | 57.5939 | 48.4556 | [9 empty] | -3 |  |  |  | 0 | PRT_PRT_HI-TFR_HTE_ALL_ht to o-hoadsh r 10 PRT_PRT_HI-ROC_WT1_ALL_hoadshill treatment | 26.7312 | N | N | N | N | In-Zone Infrastructure |  | PRT_PRT_HI-TFR_HTE_ALL_ht to Reservoir C 10_p1 | 10
51cF | PRT_PRT_HI-ROC_NET_ALL_Works A to Reservoir B 30_p3 | HT 30 Ml/d to Reservoir B via Works A: Phase 3 10Ml/d WTW | Trunk mains renewal/new | Distribution Options | PWSPRT | Feasible | N |  | After: PRT_PRT_HI-ROC_NET_ALL_Works A to Reservoir B 30_p1 After: PRT_PRT_HI-ROC_NET_ALL_Works A to Reservoir B 30_p1 After: PRT_PRT_HI-ROC_NET_ALL_Works A to Reservoir B 30_p2 | N | N | N | N | N | N |  |  |  | n/a (see Capacity Ml/d for size) | 5 |  | 9.8035 | 1.3587 | 1.683 | 5 |  | 3665.2015 | 17155.4192 | 8577.7096 | 668.0508 | 45.1746 | 38.0068 | [9 empty] | 0 |  |  |  | 0 | PRT_PRT_HI-ROC_NET_ALL_farl to racton 30 PRT_PRT_HI-ROC_WT2_ALL_farl treatment_rep_1 | 14.5517 | N | N | N | N | In-Zone Infrastructure |  | PRT_PRT_HI-ROC_NET_ALL_Works A to Reservoir B 30_p3 | 10
51cF | PRT_PRT_HI-ROC_NET_ALL_Works A to Reservoir B 30_p2 | HT 30 Ml/d to Reservoir B via Works A: Phase 2 10Ml/d WTW | Trunk mains renewal/new | Distribution Options | PWSPRT | Feasible | N |  | After: PRT_PRT_HI-ROC_NET_ALL_Works A to Reservoir B 30_p1 After: PRT_PRT_HI-ROC_NET_ALL_Works A to Reservoir B 30_p1 | N | N | N | N | N | N |  |  |  | n/a (see Capacity Ml/d for size) | 5 |  | 9.8035 | 1.3587 | 1.683 | 5 |  | 3665.2015 | 17155.4192 | 8577.7096 | 668.0508 | 45.1746 | 38.0068 | [9 empty] | 0 |  |  |  | 0 | PRT_PRT_HI-ROC_NET_ALL_farl to racton 30 PRT_PRT_HI-ROC_WT2_ALL_farl treatment | 14.5517 | N | N | N | N | In-Zone Infrastructure |  | PRT_PRT_HI-ROC_NET_ALL_Works A to Reservoir B 30_p2 | 10
51cF | PRT_PRT_HI-ROC_NET_ALL_Works A to Reservoir B 30_p1 | HT 30 Ml/d to Reservoir B via Works A: Phase 1 10Ml/d WTW | Trunk mains renewal/new | Distribution Options | PWSPRT | Feasible | N |  |  | N | N | N | N | N | N |  |  |  | n/a (see Capacity Ml/d for size) | 5 |  | 28.7319 | 1.4992 | 2.6379 | 5 |  | 133925.0283 | 17155.4192 | 8577.7096 | 711.3209 | 66.6194 | 56.049 | [9 empty] | 3 |  |  |  | 0 | PRT_PRT_HI-ROC_WT1_ALL_farl treatment PRT_PRT_HI-ROC_NET_ALL_farl to racton 30 | 35.9965 | N | N | N | N | In-Zone Infrastructure |  | PRT_PRT_HI-ROC_NET_ALL_Works A to Reservoir B 30_p1 | 10
51cF | PRT_PRT_HI-ROC_NET_ALL_Works A to Reservoir B 20_p4 | HT 20 Ml/d to Reservoir B via Works A: Phase 4 10Ml/d WTW | Trunk mains renewal/new | Distribution Options | PWSPRT | Feasible | N |  | After: PRT_PRT_HI-ROC_NET_ALL_Works A to Reservoir B 20_p1 After: PRT_PRT_HI-ROC_NET_ALL_Works A to Reservoir B 20_p1 After: PRT_PRT_HI-ROC_NET_ALL_Works A to Reservoir B 20_p3 | N | N | N | N | N | N |  |  |  | n/a (see Capacity Ml/d for size) | 5 |  | 9.8035 | 1.3575 | 7.5273 | 5 |  | 3665.2015 | 17155.3917 | 8577.6958 | 668.0501 | 45.1442 | 37.9813 | [9 empty] | 0 |  |  |  | 0 | PRT_PRT_HI-ROC_WT2_ALL_farl treatment_rep_2 PRT_PRT_HI-ROC_NET_ALL_farl to racton 20 | 14.5517 | N | N | N | N | In-Zone Infrastructure |  |  | 10
51cF | PRT_PRT_HI-ROC_NET_ALL_Works A to Reservoir B 20_p3 | HT 20 Ml/d to Reservoir B via Works A: Phase 3 10Ml/d WTW | Trunk mains renewal/new | Distribution Options | PWSPRT | Feasible | N |  | After: PRT_PRT_HI-ROC_NET_ALL_Works A to Reservoir B 20_p1 After: PRT_PRT_HI-ROC_NET_ALL_Works A to Reservoir B 20_p1 After: PRT_PRT_HI-ROC_NET_ALL_Works A to Reservoir B 20_p2 | N | N | N | N | N | N |  |  |  | n/a (see Capacity Ml/d for size) | 5 |  | 9.8035 | 1.3575 | 7.5273 | 5 |  | 3665.2015 | 17155.3917 | 8577.6958 | 668.0501 | 45.1442 | 37.9813 | [9 empty] | 0 |  |  |  | 0 | PRT_PRT_HI-ROC_WT2_ALL_farl treatment_rep_1 PRT_PRT_HI-ROC_NET_ALL_farl to racton 20 | 14.5517 | N | N | N | N | In-Zone Infrastructure |  |  | 10
51cF | PRT_PRT_HI-ROC_NET_ALL_Works A to Reservoir B 10 | HT to Reservoir B via Works A 10Ml/d | Trunk mains renewal/new | Distribution Options | PWSPRT | Feasible | N |  |  | N | N | N | N | N | Y |  |  |  | n/a (see Capacity Ml/d for size) | 5 |  | 12.5781 | 1.4509 | 3.3022 | 0 |  | 4311.6139 | 17155.3917 | 0 | 668.4086 | 49.6311 | 41.7562 | [9 empty] | 0 |  |  |  | 0 | PRT_PRT_HI-ROC_WT1_ALL_farl treatment PRT_PRT_HI-ROC_NET_ALL_farl to racton 10 | 18.5949 | N | N | N | N | In-Zone Infrastructure |  | PRT_PRT_HI-ROC_NET_ALL_Works A to Reservoir B 10 | 10
51dF | PRT_PRT_EF-WEF_ALL_ALL_saving_devices_med | Promotion of water saving devices – Retrofitting (new or subsidised) - Medium | Retrofitting indoor water efficiency devices | Customer Options | PWSPRT | Feasible | N |  | Inclusive with: PRT_PRT_EF-WEF_ALL_ALL_awareness_med, PRT_PRT_EF-WEF_ALL_ALL_audit_inspect_med, PRT_PRT_EF-LKR_ALL_ALL_leakage_alc_med, PRT_PRT_EF-CRE_ALL_ALL_reduce_consump_med, PRT_PRT_EF-CRE_ALL_ALL_optant_meter_med, PRT_PRT_EF-CRE_ALL_ALL_enhanced_meter_med | N | N | N | N | N | N |  |  |  | 2.8138 |  |  |  | 0.83219 | 0.83219 | 1.7107 | [5 empty] | 99.8948 | 17.6952 | [13 empty] | 0 | PRT_PRT_EF-WEF_ALL_ALL_saving_devices_med | 99.8948 | N | N | N | N | New Resource |  |  | 2.8138
51dF | PRT_PRT_EF-WEF_ALL_ALL_awareness_med | Awareness campaigns – Targeted water conservation information (advice on appliance water usage) - Medium | Water efficiency customer education / awareness | Customer Options | PWSPRT | Feasible | N |  | Inclusive with: PRT_PRT_EF-WEF_ALL_ALL_saving_devices_med, PRT_PRT_EF-WEF_ALL_ALL_audit_inspect_med, PRT_PRT_EF-LKR_ALL_ALL_leakage_alc_med, PRT_PRT_EF-CRE_ALL_ALL_reduce_consump_med, PRT_PRT_EF-CRE_ALL_ALL_optant_meter_med, PRT_PRT_EF-CRE_ALL_ALL_enhanced_meter_med | N | N | N | N | N | N |  |  |  | 1.1102 |  |  |  | 0.048159 | 0.048159 | 0.5551 |  | 350.817 |  |  | 0.18575 | 13.0605 | 1.3064 | [13 empty] | 0 | PRT_PRT_EF-WEF_ALL_ALL_awareness_med | 13.0605 | N | N | N | N | New Resource |  |  | 1.1102
51cF | PRT_PRT_EF-LKR_ALL_ALL_leakage_alc_med | Leakage reduction - Active Leakage Control - Medium | Active leakage management | Distribution Options | PWSPRT | Feasible | N |  | Inclusive with: PRT_PRT_EF-WEF_ALL_ALL_saving_devices_med, PRT_PRT_EF-WEF_ALL_ALL_awareness_med, PRT_PRT_EF-WEF_ALL_ALL_audit_inspect_med, PRT_PRT_EF-CRE_ALL_ALL_reduce_consump_med, PRT_PRT_EF-CRE_ALL_ALL_optant_meter_med, PRT_PRT_EF-CRE_ALL_ALL_enhanced_meter_med | N | N | N | N | N | N |  |  |  | 7.86 |  |  |  | 5.2732 | 5.2732 | 3.93 | [5 empty] | 299.0077 | 123.8135 | [9 empty] | 8 |  |  |  | 0 | PRT_PRT_EF-LKR_ALL_ALL_leakage_alc_med | 299.0077 | N | N | N | N | New Resource |  |  | 6.75
51dF | PRT_PRT_EF-CRE_ALL_ALL_reduce_consump_med | Reduction in other consumption - Medium | Other water efficiency | Customer Options | PWSPRT | Feasible | N |  | Inclusive with: PRT_PRT_EF-WEF_ALL_ALL_saving_devices_med, PRT_PRT_EF-WEF_ALL_ALL_awareness_med, PRT_PRT_EF-WEF_ALL_ALL_audit_inspect_med, PRT_PRT_EF-LKR_ALL_ALL_leakage_alc_med, PRT_PRT_EF-CRE_ALL_ALL_optant_meter_med, PRT_PRT_EF-CRE_ALL_ALL_enhanced_meter_med | N | N | N | N | N | N |  |  |  | 1.0811 |  |  |  | 0.651 | 0.651 | 0.54825 | [5 empty] | 199.4763 | 16.117 | [13 empty] | 0 | PRT_PRT_EF-CRE_ALL_ALL_reduce_consump_med | 199.4763 | N | N | N | N | New Resource |  |  | 1.0811
51dF | PRT_PRT_EF-CRE_ALL_ALL_optant_meter_med | Optant metering - Medium | Metering other selective | Customer Options | PWSPRT | Feasible | N |  | Inclusive with: PRT_PRT_EF-WEF_ALL_ALL_saving_devices_med, PRT_PRT_EF-WEF_ALL_ALL_awareness_med, PRT_PRT_EF-WEF_ALL_ALL_audit_inspect_med, PRT_PRT_EF-LKR_ALL_ALL_leakage_alc_med, PRT_PRT_EF-CRE_ALL_ALL_reduce_consump_med, PRT_PRT_EF-CRE_ALL_ALL_enhanced_meter_med | N | N | N | N | N | N |  |  |  | 0.3655 |  |  |  | 0.25883 | 0.25883 | 3.7321 |  | 772.7045 |  |  | 0.39582 | 203.8757 | 7.7125 | [13 empty] | 0 | PRT_PRT_EF-CRE_ALL_ALL_optant_meter_med | 203.8757 | N | N | N | N | New Resource |  |  | 0.3655
51dF | PRT_PRT_EF-CRE_ALL_ALL_enhanced_meter_med | Enhanced metering – Household - Medium | Metering other selective | Customer Options | PWSPRT | Feasible | N |  | Inclusive with: PRT_PRT_EF-WEF_ALL_ALL_saving_devices_med, PRT_PRT_EF-WEF_ALL_ALL_awareness_med, PRT_PRT_EF-WEF_ALL_ALL_audit_inspect_med, PRT_PRT_EF-LKR_ALL_ALL_leakage_alc_med, PRT_PRT_EF-CRE_ALL_ALL_reduce_consump_med, PRT_PRT_EF-CRE_ALL_ALL_optant_meter_med | N | N | N | N | N | N |  |  |  | 8.287 |  |  |  | 1.371 | 1.371 | 35.0846 |  | 7520.5773 |  |  | 3.7673 | 63.1862 | 43.7725 | [13 empty] | 0 | PRT_PRT_EF-CRE_ALL_ALL_enhanced_meter_med | 63.1862 | N | N | N | N | New Resource |  |  | 8.287
51aERROR | PRT_PWE_HI-TFR_TWJ_ALL_SRN Pulborough WSW-havant r 100 | SRN Pulborough WSW To Havant Thicket: 100Ml/d | External raw water bulk supply/transfer | Resource Options | PWSPRT | Refined Feasible | Y |  | Inclusive with: SWS_havant th-Pulborough WSW r 100 pipe WTW phase 2, SWS_SNZ_HI-TFR_PWE_ALL_havant -hardha r 100 Bidirectional Version: SWS_SNZ_HI-TFR_PWE_ALL_havant -hardha r 100 | N | N | N | N | N | N | This option has been excluded from optimisation in the investment modelling as part of the additional screening undertaken through the WRSE programme appraisal process, in collaboration with all the WRSE member water companies. Whilst this option may be technically feasible, it is still under development and has not been through individual company options appraisal processes. The option requires further development to reduce uncertainty around DO benefits, costs and deliverability, therefore reduce potential risks. The WRSE developed transfers, whilst excluded from optimisation for baseline WRSE investment model runs, have been made available for sensitivity tests to better understand their ability to address localised supply/demand deficits in future. | SWSSNT | PWSPRT | 50 | 5 |  | 0 | 3.2168 | 1.6084 | 25 |  | 0 | 87.3076 | 43.6538 | 2.9172 | 17.6262 | 74.1473 | 0 | 0 |  |  | 0 |  | 0 | Detiorating |  | 0 |  |  | 0 | 0 | PRT_PWE_EF-TFR_RE1_ALL_Pulborough WSW-havant t r PRT_PWE_HI-TFR_TWJ_ALL_Pulborough WSW-havant r 100 | 0 | N | N | N | N | Transfer | PRT_PWE_HI-TFR_TWJ_ALL_Pulborough WSW-havant r 100: variable costs only | PRT_PWE_HI-TFR_TWJ_ALL_SRN Pulborough WSW-havant r 100 | 50
51aERROR | PRT_PRT_RE-DRP_ALL_ALL_Source S drought_v5 | Drought Permit: Source S (no end) | Drought permits/orders | Resource Options | PWSPRT | Refined Feasible | N |  |  | N | N | N | N | N | N | Duplicate version used for sensitivity run if drought options are kept for longer |  |  | 3.4 |  |  |  | 0.020038 | 1.593 | 1.7 |  | 100 | 0.52159 | 0.26079 | 0.035715 | 3.9322 | 1.3452 | [13 empty] | 0 | PRT_PRT_RE-DRP_ALL_ALL_Source S drought_v5 | 3.9221 | N | N | N | N | New Resource |  | PRT_PRT_RE-DRP_ALL_ALL_Source S drought_v5 | 3.4
51aERROR | PRT_PRT_RE-DRP_ALL_ALL_Source S drought_v4 | Drought Permit: Source S (to 2036) | Drought permits/orders | Resource Options | PWSPRT | Refined Feasible | N |  |  | N | N | N | N | N | N | Duplicate option for sensitivity tests. |  |  | 3.4 |  |  |  | 0.019929 | 1.593 | 1.7 |  | 100 | 0.4277 | 0.26079 | 0.033334 | 12.0206 | 1.3428 | [9 empty] | -4 |  |  |  | 0 | PRT_PRT_RE-DRP_ALL_ALL_Source S drought_v4 | 12.0105 | N | N | N | N | New Resource |  | PRT_PRT_RE-DRP_ALL_ALL_Source S drought_v4 | 3.4
51aERROR | PRT_PRT_RE-DRP_ALL_ALL_Source S drought_v3 | Drought Permit: Source S (to 2046) | Drought permits/orders | Resource Options | PWSPRT | Refined Feasible | N |  |  | N | N | N | N | N | N | Duplicate option for sensitivity tests. |  |  | 3.4 |  |  |  | 0.019945 | 1.593 | 1.7 |  | 100 | 0.50072 | 0.26079 | 0.035137 | 7.3658 | 1.3435 | [9 empty] | -4 |  |  |  | 0 | PRT_PRT_RE-DRP_ALL_ALL_Source S drought_v3 | 7.3556 | N | N | N | N | New Resource |  | PRT_PRT_RE-DRP_ALL_ALL_Source S drought_v3 | 3.4
51aERROR | PRT_PRT_RE-DRP_ALL_ALL_Source S drought_v2 | Drought Permit: Source S (to 2051) | Drought permits/orders | Resource Options | PWSPRT | Refined Feasible | N |  |  | N | N | N | N | N | N | Duplicate option for sensitivity tests. |  |  | 3.4 |  |  |  | 0.019953 | 1.593 | 1.7 |  | 100 | 0.52159 | 0.26079 | 0.035715 | 6.411 | 1.3438 | [9 empty] | -4 |  |  |  | 0 | PRT_PRT_RE-DRP_ALL_ALL_Source S drought_v2 | 6.4009 | N | N | N | N | New Resource |  | PRT_PRT_RE-DRP_ALL_ALL_Source S drought_v2 | 3.4
51dERROR | PRT_gov-led b hybrid | Company Demand: Gov-led B Hybrid | Water efficiency customer education / awareness | Customer Options | PWSPRT | Refined Feasible | N |  | Inclusive with: TWU_dmp gov-led b hy, SEW_gov-led b hybrid, SES_gov-led b hybrid, AFW_gov-led b hybrid, SWS_gov-led b hybrid | N | N | N | N | N | N | Gov-led C+2 demand option included by default |  |  | 23.5134 | [5 empty] | 11.7567 | [20 empty] | 0 | PRT_PRT_EF-LKR_ALL_ALL_dmp prt gov-led b hy | 0 | N | N | N | N | New Resource |  | PRT_gov-led b hybrid | 23.5134
51aERROR | PRT_cm_p3_east hampshire | Portfolio 3 (Augmented): East Hampshire | Catchment management | Resource Options | PWSPRT | Refined Feasible | N |  | Inclusive with: SEW_cm_p3_east hampshire | N | N | N | N | N | N | This option has been excluded from optimisation in the investment modelling as part of the additional screening undertaken through the WRSE programme appraisal process, in collaboration with all the WRSE member water companies. The development of catchment management options for WRSE split options into three different portfolios; Portfolio 1, Portfolio 2 and Portfolio 3, dependent on the level of development of the options. At this time, only Portfolio 1 options have been included in the investment modelling, and Portfolio 2 and 3 options have been excluded from optimisation. Whilst this option may be technically feasible, it is still under development and has not been through individual company options appraisal processes. The option requires further development to reduce uncertainty around DO benefits, costs and deliverability, therefore reduce potential risks. |  |  | 0 | 0 |  |  | 1.5698 | 1.5698 | 0 | [6 empty] | 34.3135 | [13 empty] | 0 | PRT_PRT_BG-CAT_ALL_ALL_cm_p3_east hampshire | 0 | N | N | N | N | New Resource |  | PRT_cm_p3_east hampshire | 0
51aERROR | PRT_cm_p3_arun west | Portfolio 3 (Augmented): Arun and Western Streams | Catchment management | Resource Options | PWSPRT | Refined Feasible | N |  | Inclusive with: SWS_cm_p3_arun west, SEW_cm_p3_arun west | N | N | N | N | N | N | This option has been excluded from optimisation in the investment modelling as part of the additional screening undertaken through the WRSE programme appraisal process, in collaboration with all the WRSE member water companies. The development of catchment management options for WRSE split options into three different portfolios; Portfolio 1, Portfolio 2 and Portfolio 3, dependent on the level of development of the options. At this time, only Portfolio 1 options have been included in the investment modelling, and Portfolio 2 and 3 options have been excluded from optimisation. Whilst this option may be technically feasible, it is still under development and has not been through individual company options appraisal processes. The option requires further development to reduce uncertainty around DO benefits, costs and deliverability, therefore reduce potential risks. |  |  | 0 | 0 |  |  | 1.736 | 1.736 | 0 | [6 empty] | 40.9008 | [13 empty] | 0 | PRT_PRT_BG-CAT_ALL_ALL_cm_p3_arun west | 0 | N | N | N | N | New Resource |  | PRT_cm_p3_arun west | 0
51aERROR | PRT_cm_p2_east hampshire | Portfolio 2 (Upscaled): East Hampshire | Catchment management | Resource Options | PWSPRT | Refined Feasible | N |  | Inclusive with: SEW_cm_p2_east hampshire | N | N | N | N | N | N | This option has been excluded from optimisation in the investment modelling as part of the additional screening undertaken through the WRSE programme appraisal process, in collaboration with all the WRSE member water companies. The development of catchment management options for WRSE split options into three different portfolios; Portfolio 1, Portfolio 2 and Portfolio 3, dependent on the level of development of the options. At this time, only Portfolio 1 options have been included in the investment modelling, and Portfolio 2 and 3 options have been excluded from optimisation. Whilst this option may be technically feasible, it is still under development and has not been through individual company options appraisal processes. The option requires further development to reduce uncertainty around DO benefits, costs and deliverability, therefore reduce potential risks. |  |  | 0 | 0 |  |  | 1.568 | 1.568 | 0 | [6 empty] | 34.2036 | [13 empty] | 0 | PRT_PRT_BG-CAT_ALL_ALL_cm_p2_east hampshire | 0 | N | N | N | N | New Resource |  | PRT_cm_p2_east hampshire | 0
51aERROR | PRT_cm_p2_arun west | Portfolio 2 (Upscaled): Arun and Western Streams | Catchment management | Resource Options | PWSPRT | Refined Feasible | N |  | Inclusive with: SWS_cm_p2_arun west, SEW_cm_p2_arun west | N | N | N | N | N | N | This option has been excluded from optimisation in the investment modelling as part of the additional screening undertaken through the WRSE programme appraisal process, in collaboration with all the WRSE member water companies. The development of catchment management options for WRSE split options into three different portfolios; Portfolio 1, Portfolio 2 and Portfolio 3, dependent on the level of development of the options. At this time, only Portfolio 1 options have been included in the investment modelling, and Portfolio 2 and 3 options have been excluded from optimisation. Whilst this option may be technically feasible, it is still under development and has not been through individual company options appraisal processes. The option requires further development to reduce uncertainty around DO benefits, costs and deliverability, therefore reduce potential risks. |  |  | 0 | 0 |  |  | 1.736 | 1.736 | 0 | [6 empty] | 40.9008 | [13 empty] | 0 | PRT_PRT_BG-CAT_ALL_ALL_cm_p2_arun west | 0 | N | N | N | N | New Resource |  | PRT_cm_p2_arun west | 0
51dERROR | PRT_PRT_EF-LKR_ALL_ALL_dmp prt gov-led a hy | Demand Management: Gov-led A Hybrid | Water efficiency customer education / awareness | Customer Options | PWSPRT | Refined Feasible | N |  | Inclusive with: AFW_gov-led a hybrid, SES_SES_EF-LKR_ALL_ALL_dmp ses gov-led a hy, SEW_gov-led a hybrid, SWS_gov-led a hybrid | N | N | N | N | N | N | Gov-led C+2 demand option included by default |  |  | 11.8316 | [5 empty] | 5.9158 | [20 empty] | 0 | PRT_PRT_EF-LKR_ALL_ALL_dmp prt gov-led a hy | 0 | N | N | N | N | New Resource |  | PRT_PRT_EF-LKR_ALL_ALL_dmp prt gov-led a hy | 11.8316
51dERROR | PRT_PRT_EF-LKR_ALL_ALL_dmp prt gov-led c hy | Demand Management: Gov-led C Hybrid | Water efficiency customer education / awareness | Customer Options | PWSPRT | Refined Feasible | N |  |  | N | N | N | N | N | N | Gov-led C+2 demand option included by default |  |  | 23.6632 | [5 empty] | 11.8316 | [20 empty] | 0 | PRT_PRT_EF-LKR_ALL_ALL_dmp prt gov-led c hy | 0 | N | N | N | N | New Resource |  | PRT_PRT_EF-LKR_ALL_ALL_dmp prt gov-led c hy | 23.6632
51dERROR | PRT_PRT_EF-LKR_ALL_ALL_dmp prt gov-led d hy | Demand Management: Gov-led D Hybrid | Water efficiency customer education / awareness | Customer Options | PWSPRT | Refined Feasible | N |  |  | N | N | N | N | N | N | Gov-led C+2 demand option included by default |  |  | 23.5638 | [5 empty] | 11.7819 | [20 empty] | 0 | PRT_PRT_EF-LKR_ALL_ALL_dmp prt gov-led d hy | 0 | N | N | N | N | New Resource |  | PRT_PRT_EF-LKR_ALL_ALL_dmp prt gov-led d hy | 23.5638
51dERROR | PRT_PRT_EF-LKR_ALL_ALL_dmp prt gov-led e hy | Demand Management: Gov-led E Hybrid | Water efficiency customer education / awareness | Customer Options | PWSPRT | Refined Feasible | N |  |  | N | N | N | N | N | N | Gov-led C+2 demand option included by default |  |  | 23.7536 | [5 empty] | 11.8768 | [20 empty] | 0 | PRT_PRT_EF-LKR_ALL_ALL_dmp prt gov-led e hy | 0 | N | N | N | N | New Resource |  | PRT_PRT_EF-LKR_ALL_ALL_dmp prt gov-led e hy | 23.7536
51dERROR | PRT_PRT_EF-LKR_ALL_ALL_dmp prt gov-led f hy | Demand Management: Gov-led F Hybrid | Water efficiency customer education / awareness | Customer Options | PWSPRT | Refined Feasible | N |  |  | N | N | N | N | N | N | Gov-led C+2 demand option included by default |  |  | 11.9104 | [5 empty] | 5.9552 | [20 empty] | 0 | PRT_PRT_EF-LKR_ALL_ALL_dmp prt gov-led f hy | 0 | N | N | N | N | New Resource |  | PRT_PRT_EF-LKR_ALL_ALL_dmp prt gov-led f hy | 11.9104
51dERROR | PRT_PRT_EF-LKR_ALL_ALL_dmp prt gov-led g hy | Demand Management: Gov-led G Hybrid | Water efficiency customer education / awareness | Customer Options | PWSPRT | Refined Feasible | N |  |  | N | N | N | N | N | N | Gov-led C+2 demand option included by default |  |  | 17.8656 | [5 empty] | 8.9328 | [20 empty] | 0 | PRT_PRT_EF-LKR_ALL_ALL_dmp prt gov-led g hy | 0 | N | N | N | N | New Resource |  | PRT_PRT_EF-LKR_ALL_ALL_dmp prt gov-led g hy | 17.8656
51dERROR | PRT_PRT_EF-LKR_ALL_ALL_dmp prt gov-led c++ | Demand Management: Gov-led C++ Hybrid | Water efficiency customer education / awareness | Customer Options | PWSPRT | Refined Feasible | N |  |  | N | N | N | N | N | N | Gov-led C+2 demand option included by default |  |  | 23.8681 | [5 empty] | 11.934 | [20 empty] | 0 | PRT_PRT_EF-LKR_ALL_ALL_dmp prt gov-led c++ | 0 | N | N | N | N | New Resource |  | PRT_PRT_EF-LKR_ALL_ALL_dmp prt gov-led c++ | 23.8681
51dERROR | PRT_PRT_EF-LKR_ALL_ALL_dmp prt gov-led h hy | Demand Management: Gov-led H Hybrid | Water efficiency customer education / awareness | Customer Options | PWSPRT | Refined Feasible | N |  |  | N | N | N | N | N | N | Gov-led C+2 demand option included by default |  |  | 5.9811 | [5 empty] | 2.9905 | [20 empty] | 0 | PRT_PRT_EF-LKR_ALL_ALL_dmp prt gov-led h hy | 0 | N | N | N | N | New Resource |  | PRT_PRT_EF-LKR_ALL_ALL_dmp prt gov-led h hy | 5.9811
51dERROR | PRT_PRT_EF-WEF_ALL_ALL_audit_inspect_med | Water use audit and inspection – Household and non-household water efficiency - Medium | Household water audit | Customer Options | PWSPRT | Refined Feasible | N |  | Inclusive with: PRT_PRT_EF-WEF_ALL_ALL_saving_devices_med, PRT_PRT_EF-WEF_ALL_ALL_awareness_med, PRT_PRT_EF-LKR_ALL_ALL_leakage_alc_med, PRT_PRT_EF-CRE_ALL_ALL_reduce_consump_med, PRT_PRT_EF-CRE_ALL_ALL_optant_meter_med, PRT_PRT_EF-CRE_ALL_ALL_enhanced_meter_med | N | N | N | N | N | N | Old draft plan medium options included for sensitivity tests |  |  | 1.8613 |  |  |  | 0.25932 | 0.25932 | 0.97865 |  | 342.9195 |  |  | 0.17561 | 45.1312 | 5.7708 | [13 empty] | 0 | PRT_PRT_EF-WEF_ALL_ALL_audit_inspect_med | 45.1312 | N | N | N | N | New Resource |  |  | 1.8613
51dERROR | PRT_PRT_EF-LKR_ALL_ALL_dmp prt gov-led c+ h | Company Demand: Gov-led C+ Hybrid | Water efficiency customer education / awareness | Customer Options | PWSPRT | Refined Feasible | N |  |  | N | N | N | N | N | N | Gov-led C+2 demand option included by default |  |  | 23.8415 | [5 empty] | 11.9207 | [20 empty] | 0 | PRT_PRT_EF-LKR_ALL_ALL_dmp prt gov-led c+ h | 0 | N | N | N | N | New Resource |  |  | 23.8415
51dP | PRT_PRT_200_los resilience | Resilience change from 1 in 500 to 1 in 200 for PWSPRT | Change in levels of service | Customer Options | PWSPRT | Preferred | N |  |  | Y | Y | Y | Y | Y | Y |  |  |  | 8.731 |  | 2021/22 |  |  |  |  | 8.7652 | [20 empty] | n/a | 0 | Y | Y | Y | Y | New Resource | Benefit is the differnece between the 1 in 500 and 1 in 200 supply data |  | 8.7652
#N/A |  |  |  | #N/A
Option type
| Increase raw water abstractions |  | RSRWA | Ml/d | 2
| Raw water imports |  | RSRWI | Ml/d | 2
| Potable water Imports (input reductions as -ve) |  | RSPWI | Ml/d | 2
| Reduce raw water losses and operational use (input as -ve) |  | RSLOU | Ml/d | 2
| Reduced raw water export (including non potable supplies) |  | RSRWE | Ml/d | 2
| Reduce potable water exports (input as -ve) |  | RSPWE | Ml/d | 2
| Other options to increase deployable output |  | RSIPO | Ml/d | 2
| Reduce treatment works losses (input as -ve) |  | PSTWL | Ml/d | 2
| Reduce outages (input as -ve) |  | PSROU | Ml/d | 2
Note: Price base is 2020/21

## 5. Options Benefits
Water Company | Portsmouth Water | Version | jet-20240206-190500-st-hybrid-dy-w1-tree16.05-options-v67-gov-led-hybridcp2-ppp5-pwh15-har2-twd14-no-force-kni-no-force-less-2075-fix-bvp¦Situation 4 |  | Back to title page
Table 5: WRZ Level - Options Benefits | [9 empty] | Gains in Water Available For Use / Savings in Demand under the selected programme (Ml/d) input as +ve
WRMP24 Reference | Option name | Option ID | Option Type (defined list) | Option Group | Sub-option (Y/N) | Preferred (most likely), Least Cost, Ofwat Core or Alternative Programme | WRZ (defined list) | Unit | Decimal places | 2019-20 | 2020-21 | 2021-22 | 2022-23 | 2023-24 | 2024-25 | 2025-26 | 2026-27 | 2027-28 | 2028-29 | 2029-30 | 2030-31 | 2031-32 | 2032-33 | 2033-34 | 2034-35 | 2035-36 | 2036-37 | 2037-38 | 2038-39 | 2039-40 | 2040-41 | 2041-42 | 2042-43 | 2043-44 | 2044-45 | 2045-46 | 2046-47 | 2047-48 | 2048-49 | 2049-50 | 2050-51 | 2051-52 | 2052-53 | 2053-54 | 2054-55 | 2055-56 | 2056-57 | 2057-58 | 2058-59 | 2059-60 | 2060-61 | 2061-62 | 2062-63 | 2063-64 | 2064-65 | 2065-66 | 2066-67 | 2067-68 | 2068-69 | 2069-70 | 2070-71 | 2071-72 | 2072-73 | 2073-74 | 2074-75 | 2075-76 | 2076-77 | 2077-78 | 2078-79 | 2079-80 | 2080-81 | 2081-82 | 2082-83 | 2083-84 | 2084-85 | 2085-86 | 2086-87 | 2087-88 | 2088-89 | 2089-90 | 2090-91 | 2091-92 | 2092-93 | 2093-94 | 2094-95 | 2095-96 | 2096-97 | 2097-98 | 2098-99 | 2099-100
52dA | Resilience change from 1 in 500 to 1 in 200 for PWSPRT | PRT_PRT_200_los resilience | Change in levels of service | Customer Options | N | Alternative Plan 1 | PWSPRT | Ml/d | 2 | Gains in Water Available For Use / Savings in Demand under the selected programme (Ml/d) input as +ve 2021-22: 8.731; Gains in Water Available For Use / Savings in Demand under the selected programme (Ml/d) input as +ve 2022-23: 8.7139; Gains in Water Available For Use / Savings in Demand under the selected programme (Ml/d) input as +ve 2023-24: 8.6968; Gains in Water Available For Use / Savings in Demand under the selected programme (Ml/d) input as +ve 2024-25: 8.6796; Gains in Water Available For Use / Savings in Demand under the selected programme (Ml/d) input as +ve 2025-26: 8.6625; Gains in Water Available For Use / Savings in Demand under the selected programme (Ml/d) input as +ve 2026-27: 8.6454; Gains in Water Available For Use / Savings in Demand under the selected programme (Ml/d) input as +ve 2027-28: 8.6282; Gains in Water Available For Use / Savings in Demand under the selected programme (Ml/d) input as +ve 2028-29: 8.6111; Gains in Water Available For Use / Savings in Demand under the selected programme (Ml/d) input as +ve 2029-30: 8.594; Gains in Water Available For Use / Savings in Demand under the selected programme (Ml/d) input as +ve 2030-31: 8.5769; Gains in Water Available For Use / Savings in Demand under the selected programme (Ml/d) input as +ve 2031-32: 8.5597; Gains in Water Available For Use / Savings in Demand under the selected programme (Ml/d) input as +ve 2032-33: 8.5426; Gains in Water Available For Use / Savings in Demand under the selected programme (Ml/d) input as +ve 2033-34: 8.5255; Gains in Water Available For Use / Savings in Demand under the selected programme (Ml/d) input as +ve 2034-35: 8.5084; Gains in Water Available For Use / Savings in Demand under the selected programme (Ml/d) input as +ve 2035-36: 8.4913; Gains in Water Available For Use / Savings in Demand under the selected programme (Ml/d) input as +ve 2036-37: 8.4741; Gains in Water Available For Use / Savings in Demand under the selected programme (Ml/d) input as +ve 2037-38: 8.457; Gains in Water Available For Use / Savings in Demand under the selected programme (Ml/d) input as +ve 2038-39: 8.4399
52dA | AMI / Smart metering - Infrastructure - Company - High+ | PRT_PRT_EF-CRE_ALL_ALL_ami_infra high+ | Other water efficiency | Customer Options | N | Alternative Plan 1 | PWSPRT | Ml/d | 2 | [6 empty] | 0 | 0 | 0 | 0 | 0 | 0 | 0 | 0 | 0 | 0 | 0 | 0 | 0 | 0 | 0 | 0 | 0 | 0 | 0 | 0 | 0 | 0 | 0 | 0 | 0 | 0 | 0 | 0 | 0 | 0 | 0 | 0 | 0 | 0 | 0 | 0 | 0 | 0 | 0 | 0 | 0 | 0 | 0 | 0 | 0 | 0 | 0 | 0 | 0 | 0
52dA | AMI / Smart metering - Household - Company - High+ | PRT_PRT_EF-CRE_ALL_ALL_ami_smrt_m_hh high+ | Metering other selective | Customer Options | N | Alternative Plan 1 | PWSPRT | Ml/d | 2 | [6 empty] | 0 | 0.0223 | 0.1907 | 0.4771 | 0.8777 | 1.3454 | 1.7949 | 2.2715 | 3.2607 | 3.4032 | 3.4032 | 3.4032 | 3.4032 | 3.4032 | 3.4032 | 3.4032 | 3.4032 | 3.4032 | 3.4032 | 3.4032 | 3.4032 | 3.4032 | 3.4032 | 3.4032 | 3.4032 | 3.4032 | 3.4032 | 3.4032 | 3.4032 | 3.4032 | 3.4032 | 3.4032 | 3.4032 | 3.4032 | 3.4032 | 3.4032 | 3.4032 | 3.4032 | 3.4032 | 3.4032 | 3.4032 | 3.4032 | 3.4032 | 3.4032 | 3.4032 | 3.4032 | 3.4032 | 3.4032 | 3.4032 | 3.4032
52dA | AMI / Smart metering - Non-Household - Company - High+ | PRT_PRT_EF-CRE_ALL_ALL_ami_smrt_m_nhh high+ | Metering other selective | Customer Options | N | Alternative Plan 1 | PWSPRT | Ml/d | 2 | [6 empty] | 0.374 | 1.4961 | 2.5086 | 2.9729 | 3.424 | 3.4936 | 3.5632 | 3.6327 | 3.6771 | 3.6771 | 3.6771 | 3.6771 | 3.6771 | 3.6771 | 3.6771 | 3.6771 | 3.6771 | 3.6771 | 3.6771 | 3.6771 | 3.6771 | 3.6771 | 3.6771 | 3.6771 | 3.6771 | 3.6771 | 3.6771 | 3.6771 | 3.6771 | 3.6771 | 3.6771 | 3.6771 | 3.6771 | 3.6771 | 3.6771 | 3.6771 | 3.6771 | 3.6771 | 3.6771 | 3.6771 | 3.6771 | 3.6771 | 3.6771 | 3.6771 | 3.6771 | 3.6771 | 3.6771 | 3.6771 | 3.6771 | 3.6771
52dA | Compulsory metering – Household - Company - High+ | PRT_PRT_EF-CRE_ALL_ALL_comp metering high+ | Metering compulsory | Customer Options | N | Alternative Plan 1 | PWSPRT | Ml/d | 2 | [6 empty] | 0 | 0.1041 | 0.8888 | 2.2231 | 4.0895 | 6.2682 | 8.3622 | 9.9894 | 9.9894 | 9.9894 | 9.9894 | 9.9894 | 9.9894 | 9.9894 | 9.9894 | 9.9894 | 9.9894 | 9.9894 | 9.9894 | 9.9894 | 9.9894 | 9.9894 | 9.9894 | 9.9894 | 9.9894 | 9.9894 | 9.9894 | 9.9894 | 9.9894 | 9.9894 | 9.9894 | 9.9894 | 9.9894 | 9.9894 | 9.9894 | 9.9894 | 9.9894 | 9.9894 | 9.9894 | 9.9894 | 9.9894 | 9.9894 | 9.9894 | 9.9894 | 9.9894 | 9.9894 | 9.9894 | 9.9894 | 9.9894 | 9.9894
52dA | Pressure control device - Company - High+ | PRT_PRT_EF-CRE_ALL_ALL_hh_pressure high+ | Retrofitting indoor water efficiency devices | Customer Options | N | Alternative Plan 1 | PWSPRT | Ml/d | 2 | [6 empty] | 0.0015 | 0.0031 | 0.0047 | 0.0063 | 0.008 | 0.0271 | 0.0463 | 0.0655 | 0.0847 | 0.104 | 0.152 | 0.152 | 0.152 | 0.152 | 0.152 | 0.344 | 0.344 | 0.344 | 0.344 | 0.344 | 0.344 | 0.344 | 0.344 | 0.344 | 0.344 | 0.344 | 0.344 | 0.344 | 0.344 | 0.344 | 0.344 | 0.344 | 0.344 | 0.344 | 0.344 | 0.344 | 0.344 | 0.344 | 0.344 | 0.344 | 0.344 | 0.344 | 0.344 | 0.344 | 0.344 | 0.344 | 0.344 | 0.344 | 0.344 | 0.344
52dA | Optant metering - Company - High+ | PRT_PRT_EF-CRE_ALL_ALL_optant_meter high+ | Metering optants | Customer Options | N | Alternative Plan 1 | PWSPRT | Ml/d | 2 | [6 empty] | 0.0313 | 0.0563 | 0.0763 | 0.0923 | 0.1051 | 0.1153 | 0.1235 | 0.1235 | 0.1235 | 0.1235 | 0.1235 | 0.1235 | 0.1235 | 0.1235 | 0.1235 | 0.1235 | 0.1235 | 0.1235 | 0.1235 | 0.1235 | 0.1235 | 0.1235 | 0.1235 | 0.1235 | 0.1235 | 0.1235 | 0.1235 | 0.1235 | 0.1235 | 0.1235 | 0.1235 | 0.1235 | 0.1235 | 0.1235 | 0.1235 | 0.1235 | 0.1235 | 0.1235 | 0.1235 | 0.1235 | 0.1235 | 0.1235 | 0.1235 | 0.1235 | 0.1235 | 0.1235 | 0.1235 | 0.1235 | 0.1235 | 0.1235
52dA | Government-led Demand Reduction - Profile C+ (Portsmouth Water) | PRT_PRT_EF-LKR_ALL_ALL_dmp prt gov c+2 | Other water efficiency | Customer Options | N | Alternative Plan 1 | PWSPRT | Ml/d | 2 | [6 empty] | 0.30422 | 0.61533 | 0.9344 | 1.2609 | 1.5953 | 2.2574 | 2.9331 | 3.6194 | 4.3096 | 5.0528 | 6.4408 | 7.8406 | 9.2485 | 10.6642 | 12.085 | 13.1637 | 14.251 | 15.3509 | 16.464 | 17.5923 | 18.3796 | 19.1717 | 19.9727 | 20.7871 | 21.6141 | 21.7264 | 21.7412 | 21.7531 | 21.7634 | 21.7716 | 21.7785 | 21.7828 | 21.7878 | 21.7937 | 21.7999 | 21.8061 | 21.8125 | 21.8199 | 21.8277 | 21.8341 | 21.8405 | 21.8472 | 21.8556 | 21.8649 | 21.8749 | 21.8853 | 21.8953 | 21.9071 | 21.9185 | 21.9311
52cA | Leakage reduction - Active Leakage Control - Company - High+ | PRT_PRT_EF-LKR_ALL_ALL_leakage_alc high+ | Active leakage management | Distribution Options | N | Alternative Plan 1 | PWSPRT | Ml/d | 2 | [6 empty] | 1.9954 | 1.5687 | 1.662 | 2.2518 | 2.3699 | 2.4414 | 2.3459 | 2.2542 | 2.066 | 2.214 | 2.5126 | 2.8613 | 3.21 | 3.5587 | 3.8674 | 3.9274 | 3.9974 | 4.0674 | 4.1274 | 4.1974 | 4.2674 | 4.3374 | 4.3974 | 4.4574 | 4.5274 | 4.5974 | 4.6574 | 4.7174 | 4.7874 | 4.8474 | 4.9074 | 4.9674 | 5.0474 | 5.1174 | 5.1874 | 5.2674 | 5.3374 | 5.4074 | 5.4874 | 5.5574 | 5.6274 | 5.6974 | 5.7674 | 5.8374 | 5.9074 | 5.9774 | 6.0474 | 6.1174 | 6.1874 | 6.2574
52cA | Leakage reduction - Customer engagement / education / incentives - Non-Household - Company - High+ | PRT_PRT_EF-LKR_ALL_ALL_leakage_custen high+ | Other leakage control | Distribution Options | N | Alternative Plan 1 | PWSPRT | Ml/d | 2 | [6 empty] | 0 | 0 | 0 | 0 | 0 | 0.0126 | 0.0252 | 0.0378 | 0.0504 | 0.063 | 0.0756 | 0.0882 | 0.1008 | 0.1134 | 0.126 | 0.1386 | 0.1512 | 0.1638 | 0.1764 | 0.189 | 0.2016 | 0.2142 | 0.2268 | 0.2394 | 0.252 | 0.2646 | 0.2772 | 0.2898 | 0.3 | 0.3 | 0.3 | 0.3 | 0.3 | 0.3 | 0.3 | 0.3 | 0.3 | 0.3 | 0.3 | 0.3 | 0.3 | 0.3 | 0.3 | 0.3 | 0.3 | 0.3 | 0.3 | 0.3 | 0.3 | 0.3
52dA | Household audit - Company - High+ | PRT_PRT_EF-WEF_ALL_ALL_audit_hh high+ | Household water audit | Customer Options | N | Alternative Plan 1 | PWSPRT | Ml/d | 2 | [6 empty] | 0.085 | 0.17 | 0.255 | 0.3314 | 0.3994 | 0.459 | 0.51 | 0.5524 | 0.5864 | 0.5881 | 0.5898 | 0.5915 | 0.5932 | 0.595 | 0.5966 | 0.5983 | 0.6 | 0.6017 | 0.6034 | 0.6051 | 0.6068 | 0.6085 | 0.6102 | 0.612 | 0.6136 | 0.6153 | 0.617 | 0.6187 | 0.6204 | 0.6221 | 0.6238 | 0.6255 | 0.6272 | 0.629 | 0.6306 | 0.6323 | 0.634 | 0.6357 | 0.6374 | 0.6391 | 0.6408 | 0.6425 | 0.6442 | 0.646 | 0.6476 | 0.6493 | 0.651 | 0.6527 | 0.6544 | 0.6561
52dA | Non-household audit - Company - High+ | PRT_PRT_EF-WEF_ALL_ALL_audit_nhh high+ | Non-household water audit | Customer Options | N | Alternative Plan 1 | PWSPRT | Ml/d | 2 | [6 empty] | 0.0027 | 0.0054 | 0.0082 | 0.0109 | 0.0137 | 0.0164 | 0.0191 | 0.0219 | 0.0246 | 0.0274 | 0.0301 | 0.0301 | 0.0301 | 0.0301 | 0.0301 | 0.0301 | 0.0301 | 0.0301 | 0.0301 | 0.0301 | 0.0301 | 0.0301 | 0.0301 | 0.0301 | 0.0301 | 0.0301 | 0.0301 | 0.0301 | 0.0301 | 0.0301 | 0.0301 | 0.0301 | 0.0301 | 0.0301 | 0.0301 | 0.0301 | 0.0301 | 0.0301 | 0.0301 | 0.0301 | 0.0301 | 0.0301 | 0.0301 | 0.0301 | 0.0301 | 0.0301 | 0.0301 | 0.0301 | 0.0301 | 0.0301
52dA | Awareness campaign: community - Company - High+ | PRT_PRT_EF-WEF_ALL_ALL_awareness high+ | Retrofitting indoor water efficiency devices | Customer Options | N | Alternative Plan 1 | PWSPRT | Ml/d | 2 | [6 empty] | 0.2887 | 0.5775 | 0.8663 | 1.1551 | 1.444 | 1.7327 | 2.0215 | 2.3103 | 2.5991 | 2.888 | 2.902 | 2.916 | 2.903 | 2.945 | 2.959 | 2.974 | 2.988 | 3.003 | 3.017 | 3.031 | 3.046 | 3.06 | 3.0751 | 3.0896 | 3.104 | 3.1185 | 3.133 | 3.1473 | 3.1617 | 3.1762 | 3.1906 | 3.2051 | 3.2195 | 3.234 | 3.2484 | 3.2628 | 3.2773 | 3.2197 | 3.3061 | 3.3206 | 3.335 | 3.3495 | 3.364 | 3.3783 | 3.3928 | 3.4072 | 3.4217 | 3.4361 | 3.4505 | 3.465
52dA | Multi- channel proactive coms - Company - High+ | PRT_PRT_EF-WEF_ALL_ALL_comms high+ | Retrofitting indoor water efficiency devices | Customer Options | N | Alternative Plan 1 | PWSPRT | Ml/d | 2 | [6 empty] | 0.0604 | 0.1208 | 0.1813 | 0.2418 | 0.3023 | 0.3627 | 0.4233 | 0.4837 | 0.5442 | 0.6047 | 0.6652 | 0.7256 | 0.7256 | 0.7256 | 0.7256 | 0.7256 | 0.7256 | 0.7256 | 0.7256 | 0.7256 | 0.7256 | 0.7256 | 0.7256 | 0.7256 | 0.7256 | 0.7256 | 0.7256 | 0.7256 | 0.7256 | 0.7256 | 0.7256 | 0.7256 | 0.7256 | 0.7256 | 0.7256 | 0.7256 | 0.7256 | 0.7256 | 0.7256 | 0.7256 | 0.7256 | 0.7256 | 0.7256 | 0.7256 | 0.7256 | 0.7256 | 0.7256 | 0.7256 | 0.7256 | 0.7256
52dA | Education programme - Company - High+ | PRT_PRT_EF-WEF_ALL_ALL_education high+ | Household water audit | Customer Options | N | Alternative Plan 1 | PWSPRT | Ml/d | 2 | [6 empty] | 0.0113 | 0.0226 | 0.034 | 0.0453 | 0.0566 | 0.068 | 0.0793 | 0.0906 | 0.102 | 0.1133 | 0.1246 | 0.136 | 0.1473 | 0.1577 | 0.17 | 0.1813 | 0.1927 | 0.2041 | 0.2145 | 0.2267 | 0.2381 | 0.2494 | 0.2607 | 0.2721 | 0.2834 | 0.2834 | 0.2834 | 0.2834 | 0.2834 | 0.2834 | 0.2834 | 0.2834 | 0.2834 | 0.2834 | 0.2834 | 0.2834 | 0.2834 | 0.2834 | 0.2834 | 0.2834 | 0.2834 | 0.2834 | 0.2834 | 0.2834 | 0.2834 | 0.2834 | 0.2834 | 0.2834 | 0.2834 | 0.2834
52dA | Retrofit Gadgets - Company - High+ | PRT_PRT_EF-WEF_ALL_ALL_gadgets high+ | Retrofitting indoor water efficiency devices | Customer Options | N | Alternative Plan 1 | PWSPRT | Ml/d | 2 | [6 empty] | 0.0025 | 0.0052 | 0.0078 | 0.0105 | 0.0131 | 0.0157 | 0.0184 | 0.0211 | 0.0236 | 0.0263 | 0.029 | 0.0316 | 0.0342 | 0.0368 | 0.0395 | 0.0422 | 0.0447 | 0.0474 | 0.0501 | 0.0527 | 0.0553 | 0.058 | 0.0606 | 0.0633 | 0.066 | 0.0527 | 0.0553 | 0.058 | 0.0606 | 0.0633 | 0.066 | 0.0685 | 0.0712 | 0.0738 | 0.0765 | 0.0791 | 0.0817 | 0.0844 | 0.0871 | 0.0896 | 0.0923 | 0.095 | 0.0976 | 0.1002 | 0.1028 | 0.1055 | 0.1082 | 0.1107 | 0.1134 | 0.1161
52dA | Introduce innovative tariffs - Company - High+ | PRT_PRT_EF-WEF_ALL_ALL_innovative tariffs high+ | Retrofitting indoor water efficiency devices | Customer Options | N | Alternative Plan 1 | PWSPRT | Ml/d | 2 | [6 empty] | 0 | 0 | 0 | 0 | 0 | 0 | 0 | 0 | 0 | 0 | 2.0133 | 2.0313 | 2.0485 | 2.0645 | 2.0794 | 2.0943 | 2.1091 | 2.1238 | 2.1385 | 2.153 | 2.1675 | 2.1819 | 2.1962 | 2.2104 | 2.2245 | 2.2386 | 2.2455 | 2.2519 | 2.2581 | 2.2641 | 2.2703 | 2.2764 | 2.2825 | 2.2884 | 2.2942 | 2.3001 | 2.3063 | 2.3125 | 2.319 | 2.3256 | 2.3325 | 2.3397 | 2.3468 | 2.3538 | 2.3609 | 2.3677 | 2.3746 | 2.3814 | 2.3882 | 2.3949
52dA | Leak Alarm - Company - High+ | PRT_PRT_EF-WEF_ALL_ALL_leak_alarm high+ | Retrofitting indoor water efficiency devices | Customer Options | N | Alternative Plan 1 | PWSPRT | Ml/d | 2 | [6 empty] | 0.015 | 0.03 | 0.045 | 0.06 | 0.075 | 0.075 | 0.075 | 0.075 | 0.075 | 0.075 | 0.075 | 0.075 | 0.075 | 0.075 | 0.075 | 0.075 | 0.075 | 0.075 | 0.075 | 0.075 | 0.075 | 0.075 | 0.075 | 0.075 | 0.075 | 0.075 | 0.075 | 0.075 | 0.075 | 0.075 | 0.075 | 0.075 | 0.075 | 0.075 | 0.075 | 0.075 | 0.075 | 0.075 | 0.075 | 0.075 | 0.075 | 0.075 | 0.075 | 0.075 | 0.075 | 0.075 | 0.075 | 0.075 | 0.075 | 0.075
52dA | Metering CSL - Company - High+ | PRT_PRT_EF-WEF_ALL_ALL_meter csl high+ | Supply pipe repairs / replacement | Customer Options | N | Alternative Plan 1 | PWSPRT | Ml/d | 2 | [6 empty] | 0 | 0.0875 | 0.7475 | 1.8696 | 3.4393 | 5.2717 | 7.0328 | 8.571 | 9.8887 | 10.0786 | 10.0786 | 10.0786 | 10.0786 | 10.0786 | 10.0786 | 10.0786 | 10.0786 | 10.0786 | 10.0786 | 10.0786 | 10.0786 | 10.0786 | 10.0786 | 10.0786 | 10.0786 | 10.0786 | 10.0786 | 10.0786 | 10.0786 | 10.0786 | 10.0786 | 10.0786 | 10.0786 | 10.0786 | 10.0786 | 10.0786 | 10.0786 | 10.0786 | 10.0786 | 10.0786 | 10.0786 | 10.0786 | 10.0786 | 10.0786 | 10.0786 | 10.0786 | 10.0786 | 10.0786 | 10.0786 | 10.0786
52dA | Community Reward (Waterfit platform) - Company - High+ | PRT_PRT_EF-WEF_ALL_ALL_reduce_consump high+ | Retrofitting indoor water efficiency devices | Customer Options | N | Alternative Plan 1 | PWSPRT | Ml/d | 2 | [6 empty] | 0.044 | 0.088 | 0.132 | 0.176 | 0.22 | 0.264 | 0.308 | 0.352 | 0.396 | 0.44 | 0.484 | 0.528 | 0.572 | 0.616 | 0.66 | 0.704 | 0.748 | 0.792 | 0.836 | 0.88 | 0.924 | 0.968 | 1.012 | 1.056 | 1.1 | 1.1 | 1.1 | 1.1 | 1.1 | 1.1 | 1.1 | 1.1 | 1.1 | 1.1 | 1.1 | 1.1 | 1.1 | 1.1 | 1.1 | 1.1 | 1.1 | 1.1 | 1.1 | 1.1 | 1.1 | 1.1 | 1.1 | 1.1 | 1.1 | 1.1
52dA | Vulnerability - Company - High+ | PRT_PRT_EF-WEF_ALL_ALL_vulnerability high+ | Retrofitting indoor water efficiency devices | Customer Options | N | Alternative Plan 1 | PWSPRT | Ml/d | 2 | [6 empty] | 0.0001 | 0.0003 | 0.0004 | 0.0006 | 0.0008 | 0.001 | 0.0012 | 0.0013 | 0.0015 | 0.0017 | 0.0018 | 0.0021 | 0.0023 | 0.0024 | 0.0026 | 0.0027 | 0.003 | 0.0032 | 0.0033 | 0.0035 | 0.0037 | 0.0038 | 0.0041 | 0.0042 | 0.0044 | 0.0044 | 0.0044 | 0.0044 | 0.0044 | 0.0044 | 0.0044 | 0.0044 | 0.0044 | 0.0044 | 0.0044 | 0.0044 | 0.0044 | 0.0044 | 0.0044 | 0.0044 | 0.0044 | 0.0044 | 0.0044 | 0.0044 | 0.0044 | 0.0044 | 0.0044 | 0.0044 | 0.0044 | 0.0044
52cA | Upgrade Source O Booster to 25Mld | PRT_PRT_HI-ROC_ALL_ALL_Source O booster | Trunk mains renewal/new | Distribution Options | N | Alternative Plan 1 | PWSPRT | Ml/d | 2 | Gains in Water Available For Use / Savings in Demand under the selected programme (Ml/d) input as +ve 2033-34: 4.1; Gains in Water Available For Use / Savings in Demand under the selected programme (Ml/d) input as +ve 2034-35: 4.1; Gains in Water Available For Use / Savings in Demand under the selected programme (Ml/d) input as +ve 2035-36: 4.1; Gains in Water Available For Use / Savings in Demand under the selected programme (Ml/d) input as +ve 2036-37: 4.1; Gains in Water Available For Use / Savings in Demand under the selected programme (Ml/d) input as +ve 2037-38: 4.1; Gains in Water Available For Use / Savings in Demand under the selected programme (Ml/d) input as +ve 2038-39: 4.1; Gains in Water Available For Use / Savings in Demand under the selected programme (Ml/d) input as +ve 2039-40: 4.1; Gains in Water Available For Use / Savings in Demand under the selected programme (Ml/d) input as +ve 2040-41: 4.1; Gains in Water Available For Use / Savings in Demand under the selected programme (Ml/d) input as +ve 2041-42: 4.1; Gains in Water Available For Use / Savings in Demand under the selected programme (Ml/d) input as +ve 2042-43: 4.1; Gains in Water Available For Use / Savings in Demand under the selected programme (Ml/d) input as +ve 2043-44: 4.1; Gains in Water Available For Use / Savings in Demand under the selected programme (Ml/d) input as +ve 2044-45: 4.1; Gains in Water Available For Use / Savings in Demand under the selected programme (Ml/d) input as +ve 2045-46: 4.1; Gains in Water Available For Use / Savings in Demand under the selected programme (Ml/d) input as +ve 2046-47: 4.1; Gains in Water Available For Use / Savings in Demand under the selected programme (Ml/d) input as +ve 2047-48: 4.1; Gains in Water Available For Use / Savings in Demand under the selected programme (Ml/d) input as +ve 2048-49: 4.1; Gains in Water Available For Use / Savings in Demand under the selected programme (Ml/d) input as +ve 2049-50: 4.1; Gains in Water Available For Use / Savings in Demand under the selected programme (Ml/d) input as +ve 2050-51: 4.1; Gains in Water Available For Use / Savings in Demand under the selected programme (Ml/d) input as +ve 2051-52: 4.1; Gains in Water Available For Use / Savings in Demand under the selected programme (Ml/d) input as +ve 2052-53: 4.1; Gains in Water Available For Use / Savings in Demand under the selected programme (Ml/d) input as +ve 2053-54: 4.1; Gains in Water Available For Use / Savings in Demand under the selected programme (Ml/d) input as +ve 2054-55: 4.1; Gains in Water Available For Use / Savings in Demand under the selected programme (Ml/d) input as +ve 2055-56: 4.1; Gains in Water Available For Use / Savings in Demand under the selected programme (Ml/d) input as +ve 2056-57: 4.1; Gains in Water Available For Use / Savings in Demand under the selected programme (Ml/d) input as +ve 2057-58: 4.1; Gains in Water Available For Use / Savings in Demand under the selected programme (Ml/d) input as +ve 2058-59: 4.1; Gains in Water Available For Use / Savings in Demand under the selected programme (Ml/d) input as +ve 2059-60: 4.1; Gains in Water Available For Use / Savings in Demand under the selected programme (Ml/d) input as +ve 2060-61: 4.1; Gains in Water Available For Use / Savings in Demand under the selected programme (Ml/d) input as +ve 2061-62: 4.1; Gains in Water Available For Use / Savings in Demand under the selected programme (Ml/d) input as +ve 2062-63: 4.1; Gains in Water Available For Use / Savings in Demand under the selected programme (Ml/d) input as +ve 2063-64: 4.1; Gains in Water Available For Use / Savings in Demand under the selected programme (Ml/d) input as +ve 2064-65: 4.1; Gains in Water Available For Use / Savings in Demand under the selected programme (Ml/d) input as +ve 2065-66: 4.1; Gains in Water Available For Use / Savings in Demand under the selected programme (Ml/d) input as +ve 2066-67: 4.1; Gains in Water Available For Use / Savings in Demand under the selected programme (Ml/d) input as +ve 2067-68: 4.1; Gains in Water Available For Use / Savings in Demand under the selected programme (Ml/d) input as +ve 2068-69: 4.1; Gains in Water Available For Use / Savings in Demand under the selected programme (Ml/d) input as +ve 2069-70: 4.1; Gains in Water Available For Use / Savings in Demand under the selected programme (Ml/d) input as +ve 2070-71: 4.1; Gains in Water Available For Use / Savings in Demand under the selected programme (Ml/d) input as +ve 2071-72: 4.1; Gains in Water Available For Use / Savings in Demand under the selected programme (Ml/d) input as +ve 2072-73: 4.1; Gains in Water Available For Use / Savings in Demand under the selected programme (Ml/d) input as +ve 2073-74: 4.1; Gains in Water Available For Use / Savings in Demand under the selected programme (Ml/d) input as +ve 2074-75: 4.1
52cA | HT 20 Ml/d to Reservoir B via Works A: Phase 1 10Ml/d WTW | PRT_PRT_HI-ROC_NET_ALL_Works A to Reservoir B 20_p1 | Trunk mains renewal/new | Distribution Options | N | Alternative Plan 1 | PWSPRT | Ml/d | 2 | Gains in Water Available For Use / Savings in Demand under the selected programme (Ml/d) input as +ve 2046-47: 0; Gains in Water Available For Use / Savings in Demand under the selected programme (Ml/d) input as +ve 2047-48: 0; Gains in Water Available For Use / Savings in Demand under the selected programme (Ml/d) input as +ve 2048-49: 0; Gains in Water Available For Use / Savings in Demand under the selected programme (Ml/d) input as +ve 2049-50: 0; Gains in Water Available For Use / Savings in Demand under the selected programme (Ml/d) input as +ve 2050-51: 0; Gains in Water Available For Use / Savings in Demand under the selected programme (Ml/d) input as +ve 2051-52: 0; Gains in Water Available For Use / Savings in Demand under the selected programme (Ml/d) input as +ve 2052-53: 0; Gains in Water Available For Use / Savings in Demand under the selected programme (Ml/d) input as +ve 2053-54: 0; Gains in Water Available For Use / Savings in Demand under the selected programme (Ml/d) input as +ve 2054-55: 0; Gains in Water Available For Use / Savings in Demand under the selected programme (Ml/d) input as +ve 2055-56: 0; Gains in Water Available For Use / Savings in Demand under the selected programme (Ml/d) input as +ve 2056-57: 0; Gains in Water Available For Use / Savings in Demand under the selected programme (Ml/d) input as +ve 2057-58: 0; Gains in Water Available For Use / Savings in Demand under the selected programme (Ml/d) input as +ve 2058-59: 0; Gains in Water Available For Use / Savings in Demand under the selected programme (Ml/d) input as +ve 2059-60: 0; Gains in Water Available For Use / Savings in Demand under the selected programme (Ml/d) input as +ve 2060-61: 0; Gains in Water Available For Use / Savings in Demand under the selected programme (Ml/d) input as +ve 2061-62: 0; Gains in Water Available For Use / Savings in Demand under the selected programme (Ml/d) input as +ve 2062-63: 0; Gains in Water Available For Use / Savings in Demand under the selected programme (Ml/d) input as +ve 2063-64: 0; Gains in Water Available For Use / Savings in Demand under the selected programme (Ml/d) input as +ve 2064-65: 0; Gains in Water Available For Use / Savings in Demand under the selected programme (Ml/d) input as +ve 2065-66: 0; Gains in Water Available For Use / Savings in Demand under the selected programme (Ml/d) input as +ve 2066-67: 0; Gains in Water Available For Use / Savings in Demand under the selected programme (Ml/d) input as +ve 2067-68: 0; Gains in Water Available For Use / Savings in Demand under the selected programme (Ml/d) input as +ve 2068-69: 0; Gains in Water Available For Use / Savings in Demand under the selected programme (Ml/d) input as +ve 2069-70: 0; Gains in Water Available For Use / Savings in Demand under the selected programme (Ml/d) input as +ve 2070-71: 0; Gains in Water Available For Use / Savings in Demand under the selected programme (Ml/d) input as +ve 2071-72: 0; Gains in Water Available For Use / Savings in Demand under the selected programme (Ml/d) input as +ve 2072-73: 0; Gains in Water Available For Use / Savings in Demand under the selected programme (Ml/d) input as +ve 2073-74: 0; Gains in Water Available For Use / Savings in Demand under the selected programme (Ml/d) input as +ve 2074-75: 0
52cA | HT 20 Ml/d to Reservoir B via Works A: Phase 2 10Ml/d WTW | PRT_PRT_HI-ROC_NET_ALL_Works A to Reservoir B 20_p2 | Trunk mains renewal/new | Distribution Options | N | Alternative Plan 1 | PWSPRT | Ml/d | 2 | Gains in Water Available For Use / Savings in Demand under the selected programme (Ml/d) input as +ve 2048-49: 0; Gains in Water Available For Use / Savings in Demand under the selected programme (Ml/d) input as +ve 2049-50: 0; Gains in Water Available For Use / Savings in Demand under the selected programme (Ml/d) input as +ve 2050-51: 0; Gains in Water Available For Use / Savings in Demand under the selected programme (Ml/d) input as +ve 2051-52: 0; Gains in Water Available For Use / Savings in Demand under the selected programme (Ml/d) input as +ve 2052-53: 0; Gains in Water Available For Use / Savings in Demand under the selected programme (Ml/d) input as +ve 2053-54: 0; Gains in Water Available For Use / Savings in Demand under the selected programme (Ml/d) input as +ve 2054-55: 0; Gains in Water Available For Use / Savings in Demand under the selected programme (Ml/d) input as +ve 2055-56: 0; Gains in Water Available For Use / Savings in Demand under the selected programme (Ml/d) input as +ve 2056-57: 0; Gains in Water Available For Use / Savings in Demand under the selected programme (Ml/d) input as +ve 2057-58: 0; Gains in Water Available For Use / Savings in Demand under the selected programme (Ml/d) input as +ve 2058-59: 0; Gains in Water Available For Use / Savings in Demand under the selected programme (Ml/d) input as +ve 2059-60: 0; Gains in Water Available For Use / Savings in Demand under the selected programme (Ml/d) input as +ve 2060-61: 0; Gains in Water Available For Use / Savings in Demand under the selected programme (Ml/d) input as +ve 2061-62: 0; Gains in Water Available For Use / Savings in Demand under the selected programme (Ml/d) input as +ve 2062-63: 0; Gains in Water Available For Use / Savings in Demand under the selected programme (Ml/d) input as +ve 2063-64: 0; Gains in Water Available For Use / Savings in Demand under the selected programme (Ml/d) input as +ve 2064-65: 0; Gains in Water Available For Use / Savings in Demand under the selected programme (Ml/d) input as +ve 2065-66: 0; Gains in Water Available For Use / Savings in Demand under the selected programme (Ml/d) input as +ve 2066-67: 0; Gains in Water Available For Use / Savings in Demand under the selected programme (Ml/d) input as +ve 2067-68: 0; Gains in Water Available For Use / Savings in Demand under the selected programme (Ml/d) input as +ve 2068-69: 0; Gains in Water Available For Use / Savings in Demand under the selected programme (Ml/d) input as +ve 2069-70: 0; Gains in Water Available For Use / Savings in Demand under the selected programme (Ml/d) input as +ve 2070-71: 0; Gains in Water Available For Use / Savings in Demand under the selected programme (Ml/d) input as +ve 2071-72: 0; Gains in Water Available For Use / Savings in Demand under the selected programme (Ml/d) input as +ve 2072-73: 0; Gains in Water Available For Use / Savings in Demand under the selected programme (Ml/d) input as +ve 2073-74: 0; Gains in Water Available For Use / Savings in Demand under the selected programme (Ml/d) input as +ve 2074-75: 0
52aA | HT to SRN Otterbourne WSW 20Ml/d spur to Reservoir C: 10Ml/d WTW Phase 1 | PRT_PRT_HI-TFR_HTE_ALL_ht to Reservoir C 20_p1 | Internal raw water transfer | Resource Options | N | Alternative Plan 1 | PWSPRT | Ml/d | 2 | Gains in Water Available For Use / Savings in Demand under the selected programme (Ml/d) input as +ve 2049-50: 0; Gains in Water Available For Use / Savings in Demand under the selected programme (Ml/d) input as +ve 2050-51: 0; Gains in Water Available For Use / Savings in Demand under the selected programme (Ml/d) input as +ve 2051-52: 0; Gains in Water Available For Use / Savings in Demand under the selected programme (Ml/d) input as +ve 2052-53: 0; Gains in Water Available For Use / Savings in Demand under the selected programme (Ml/d) input as +ve 2053-54: 0; Gains in Water Available For Use / Savings in Demand under the selected programme (Ml/d) input as +ve 2054-55: 0; Gains in Water Available For Use / Savings in Demand under the selected programme (Ml/d) input as +ve 2055-56: 0; Gains in Water Available For Use / Savings in Demand under the selected programme (Ml/d) input as +ve 2056-57: 0; Gains in Water Available For Use / Savings in Demand under the selected programme (Ml/d) input as +ve 2057-58: 0; Gains in Water Available For Use / Savings in Demand under the selected programme (Ml/d) input as +ve 2058-59: 0; Gains in Water Available For Use / Savings in Demand under the selected programme (Ml/d) input as +ve 2059-60: 0; Gains in Water Available For Use / Savings in Demand under the selected programme (Ml/d) input as +ve 2060-61: 0; Gains in Water Available For Use / Savings in Demand under the selected programme (Ml/d) input as +ve 2061-62: 0; Gains in Water Available For Use / Savings in Demand under the selected programme (Ml/d) input as +ve 2062-63: 0; Gains in Water Available For Use / Savings in Demand under the selected programme (Ml/d) input as +ve 2063-64: 0; Gains in Water Available For Use / Savings in Demand under the selected programme (Ml/d) input as +ve 2064-65: 0; Gains in Water Available For Use / Savings in Demand under the selected programme (Ml/d) input as +ve 2065-66: 0; Gains in Water Available For Use / Savings in Demand under the selected programme (Ml/d) input as +ve 2066-67: 0; Gains in Water Available For Use / Savings in Demand under the selected programme (Ml/d) input as +ve 2067-68: 0; Gains in Water Available For Use / Savings in Demand under the selected programme (Ml/d) input as +ve 2068-69: 0; Gains in Water Available For Use / Savings in Demand under the selected programme (Ml/d) input as +ve 2069-70: 0; Gains in Water Available For Use / Savings in Demand under the selected programme (Ml/d) input as +ve 2070-71: 0; Gains in Water Available For Use / Savings in Demand under the selected programme (Ml/d) input as +ve 2071-72: 0; Gains in Water Available For Use / Savings in Demand under the selected programme (Ml/d) input as +ve 2072-73: 0; Gains in Water Available For Use / Savings in Demand under the selected programme (Ml/d) input as +ve 2073-74: 0; Gains in Water Available For Use / Savings in Demand under the selected programme (Ml/d) input as +ve 2074-75: 0
52aA | HT to SRN Otterbourne WSW 20Ml/d spur to Reservoir C: 10Ml/d WTW Phase 2 | PRT_PRT_HI-TFR_HTE_ALL_ht to Reservoir C 20_p2 | Internal raw water transfer | Resource Options | N | Alternative Plan 1 | PWSPRT | Ml/d | 2 | Gains in Water Available For Use / Savings in Demand under the selected programme (Ml/d) input as +ve 2064-65: 0; Gains in Water Available For Use / Savings in Demand under the selected programme (Ml/d) input as +ve 2065-66: 0; Gains in Water Available For Use / Savings in Demand under the selected programme (Ml/d) input as +ve 2066-67: 0; Gains in Water Available For Use / Savings in Demand under the selected programme (Ml/d) input as +ve 2067-68: 0; Gains in Water Available For Use / Savings in Demand under the selected programme (Ml/d) input as +ve 2068-69: 0; Gains in Water Available For Use / Savings in Demand under the selected programme (Ml/d) input as +ve 2069-70: 0; Gains in Water Available For Use / Savings in Demand under the selected programme (Ml/d) input as +ve 2070-71: 0; Gains in Water Available For Use / Savings in Demand under the selected programme (Ml/d) input as +ve 2071-72: 0; Gains in Water Available For Use / Savings in Demand under the selected programme (Ml/d) input as +ve 2072-73: 0; Gains in Water Available For Use / Savings in Demand under the selected programme (Ml/d) input as +ve 2073-74: 0; Gains in Water Available For Use / Savings in Demand under the selected programme (Ml/d) input as +ve 2074-75: 0
52aA | Drought Permit: Source S (to 2041) | PRT_PRT_RE-DRP_ALL_ALL_Source S drought | Drought permits/orders | Resource Options | N | Alternative Plan 1 | PWSPRT | Ml/d | 2 |  |  | 3.4 | 3.4 | 3.4 | 3.4 | 3.4 | 3.4 | 3.4 | 3.4 | 3.4 | 3.4 | 3.4 | 3.4 | 3.4 | 3.4 | 3.4 | 3.4 | 3.4 | 3.4 | 3.4 | 3.4 | 0 | 0 | 0 | 0 | 0 | 0 | 0 | 0 | 0 | 0 | 0 | 0 | 0 | 0 | 0 | 0 | 0 | 0 | 0 | 0 | 0 | 0 | 0 | 0 | 0 | 0 | 0 | 0 | 0 | 0 | 0 | 0 | 0 | 0
52dA | Non-essential use bans | PRT_PRT_RE-OTH_ALL_ALL_neubs | Drought - water use restrictions | Customer Options | N | Alternative Plan 1 | PWSPRT | Ml/d | 2 |  |  | 5.3 | 5.3 | 5.3 | 5.3 | 5.3 | 5.3 | 5.3 | 5.3 | 5.3 | 5.3 | 5.3 | 5.3 | 5.3 | 5.3 | 5.3 | 5.3 | 5.3 | 5.3 | 5.3 | 5.3 | 5.3 | 5.3 | 5.3 | 5.3 | 5.3 | 5.3 | 5.3 | 5.3 | 5.3 | 5.3 | 5.3 | 5.3 | 5.3 | 5.3 | 5.3 | 5.3 | 5.3 | 5.3 | 5.3 | 5.3 | 5.3 | 5.3 | 5.3 | 5.3 | 5.3 | 5.3 | 5.3 | 5.3 | 5.3 | 5.3 | 5.3 | 5.3 | 5.3 | 5.3
52dA | Temporary use bans | PRT_PRT_RE-OTH_ALL_ALL_tubs | Drought - water use restrictions | Customer Options | N | Alternative Plan 1 | PWSPRT | Ml/d | 2 |  |  | 13.5 | 13.5 | 13.5 | 13.5 | 13.5 | 13.5 | 13.5 | 13.5 | 13.5 | 13.5 | 13.5 | 13.5 | 13.5 | 13.5 | 13.5 | 13.5 | 13.5 | 13.5 | 13.5 | 13.5 | 13.5 | 13.5 | 13.5 | 13.5 | 13.5 | 13.5 | 13.5 | 13.5 | 13.5 | 13.5 | 13.5 | 13.5 | 13.5 | 13.5 | 13.5 | 13.5 | 13.5 | 13.5 | 13.5 | 13.5 | 13.5 | 13.5 | 13.5 | 13.5 | 13.5 | 13.5 | 13.5 | 13.5 | 13.5 | 13.5 | 13.5 | 13.5 | 13.5 | 13.5
52aA | SRN Pulborough WSW To Havant Thicket: 50Ml/d | PRT_PWE_HI-TFR_TWJ_ALL_SRN Pulborough WSW-havant r 50 | External raw water bulk supply/transfer | Resource Options | N | Alternative Plan 1 | SWSSNT | Ml/d | 2 | Gains in Water Available For Use / Savings in Demand under the selected programme (Ml/d) input as +ve 2055-56: 0; Gains in Water Available For Use / Savings in Demand under the selected programme (Ml/d) input as +ve 2056-57: 0; Gains in Water Available For Use / Savings in Demand under the selected programme (Ml/d) input as +ve 2057-58: 0; Gains in Water Available For Use / Savings in Demand under the selected programme (Ml/d) input as +ve 2058-59: 0; Gains in Water Available For Use / Savings in Demand under the selected programme (Ml/d) input as +ve 2059-60: 0; Gains in Water Available For Use / Savings in Demand under the selected programme (Ml/d) input as +ve 2060-61: 0; Gains in Water Available For Use / Savings in Demand under the selected programme (Ml/d) input as +ve 2061-62: 0; Gains in Water Available For Use / Savings in Demand under the selected programme (Ml/d) input as +ve 2062-63: 0; Gains in Water Available For Use / Savings in Demand under the selected programme (Ml/d) input as +ve 2063-64: 0; Gains in Water Available For Use / Savings in Demand under the selected programme (Ml/d) input as +ve 2064-65: 0; Gains in Water Available For Use / Savings in Demand under the selected programme (Ml/d) input as +ve 2065-66: 0; Gains in Water Available For Use / Savings in Demand under the selected programme (Ml/d) input as +ve 2066-67: 0; Gains in Water Available For Use / Savings in Demand under the selected programme (Ml/d) input as +ve 2067-68: 0; Gains in Water Available For Use / Savings in Demand under the selected programme (Ml/d) input as +ve 2068-69: 0; Gains in Water Available For Use / Savings in Demand under the selected programme (Ml/d) input as +ve 2069-70: 0; Gains in Water Available For Use / Savings in Demand under the selected programme (Ml/d) input as +ve 2070-71: 0; Gains in Water Available For Use / Savings in Demand under the selected programme (Ml/d) input as +ve 2071-72: 0; Gains in Water Available For Use / Savings in Demand under the selected programme (Ml/d) input as +ve 2072-73: 0; Gains in Water Available For Use / Savings in Demand under the selected programme (Ml/d) input as +ve 2073-74: 0; Gains in Water Available For Use / Savings in Demand under the selected programme (Ml/d) input as +ve 2074-75: 0
52aA | SRN Pulborough WSW To Havant Thicket: 50Ml/d | PRT_PWE_HI-TFR_TWJ_ALL_SRN Pulborough WSW-havant r 50 | External raw water bulk supply/transfer | Resource Options | N | Alternative Plan 1 | PWSPRT | Ml/d | 2 | Gains in Water Available For Use / Savings in Demand under the selected programme (Ml/d) input as +ve 2055-56: 0; Gains in Water Available For Use / Savings in Demand under the selected programme (Ml/d) input as +ve 2056-57: 0; Gains in Water Available For Use / Savings in Demand under the selected programme (Ml/d) input as +ve 2057-58: 0; Gains in Water Available For Use / Savings in Demand under the selected programme (Ml/d) input as +ve 2058-59: 0; Gains in Water Available For Use / Savings in Demand under the selected programme (Ml/d) input as +ve 2059-60: 0; Gains in Water Available For Use / Savings in Demand under the selected programme (Ml/d) input as +ve 2060-61: 0; Gains in Water Available For Use / Savings in Demand under the selected programme (Ml/d) input as +ve 2061-62: 0; Gains in Water Available For Use / Savings in Demand under the selected programme (Ml/d) input as +ve 2062-63: 0; Gains in Water Available For Use / Savings in Demand under the selected programme (Ml/d) input as +ve 2063-64: 0; Gains in Water Available For Use / Savings in Demand under the selected programme (Ml/d) input as +ve 2064-65: 0; Gains in Water Available For Use / Savings in Demand under the selected programme (Ml/d) input as +ve 2065-66: 0; Gains in Water Available For Use / Savings in Demand under the selected programme (Ml/d) input as +ve 2066-67: 0; Gains in Water Available For Use / Savings in Demand under the selected programme (Ml/d) input as +ve 2067-68: 0; Gains in Water Available For Use / Savings in Demand under the selected programme (Ml/d) input as +ve 2068-69: 0; Gains in Water Available For Use / Savings in Demand under the selected programme (Ml/d) input as +ve 2069-70: 0; Gains in Water Available For Use / Savings in Demand under the selected programme (Ml/d) input as +ve 2070-71: 0; Gains in Water Available For Use / Savings in Demand under the selected programme (Ml/d) input as +ve 2071-72: 0; Gains in Water Available For Use / Savings in Demand under the selected programme (Ml/d) input as +ve 2072-73: 0; Gains in Water Available For Use / Savings in Demand under the selected programme (Ml/d) input as +ve 2073-74: 0; Gains in Water Available For Use / Savings in Demand under the selected programme (Ml/d) input as +ve 2074-75: 0
52cA | SRN Otterbourne WSW to Source A | PRT_SRN Otterbourne WSW-Source A p | External potable bulk supply/transfer | Distribution Options | N | Alternative Plan 1 | PWSPRT | Ml/d | 2 | Gains in Water Available For Use / Savings in Demand under the selected programme (Ml/d) input as +ve 2039-40: 25.547; Gains in Water Available For Use / Savings in Demand under the selected programme (Ml/d) input as +ve 2040-41: 30.0229; Gains in Water Available For Use / Savings in Demand under the selected programme (Ml/d) input as +ve 2041-42: 28.6808; Gains in Water Available For Use / Savings in Demand under the selected programme (Ml/d) input as +ve 2042-43: 32.0715; Gains in Water Available For Use / Savings in Demand under the selected programme (Ml/d) input as +ve 2043-44: 33.4849; Gains in Water Available For Use / Savings in Demand under the selected programme (Ml/d) input as +ve 2044-45: 38.8244; Gains in Water Available For Use / Savings in Demand under the selected programme (Ml/d) input as +ve 2045-46: 44.2454; Gains in Water Available For Use / Savings in Demand under the selected programme (Ml/d) input as +ve 2046-47: 45; Gains in Water Available For Use / Savings in Demand under the selected programme (Ml/d) input as +ve 2047-48: 45; Gains in Water Available For Use / Savings in Demand under the selected programme (Ml/d) input as +ve 2048-49: 45; Gains in Water Available For Use / Savings in Demand under the selected programme (Ml/d) input as +ve 2049-50: 45; Gains in Water Available For Use / Savings in Demand under the selected programme (Ml/d) input as +ve 2050-51: 45; Gains in Water Available For Use / Savings in Demand under the selected programme (Ml/d) input as +ve 2051-52: 45; Gains in Water Available For Use / Savings in Demand under the selected programme (Ml/d) input as +ve 2052-53: 45; Gains in Water Available For Use / Savings in Demand under the selected programme (Ml/d) input as +ve 2053-54: 45; Gains in Water Available For Use / Savings in Demand under the selected programme (Ml/d) input as +ve 2054-55: 45; Gains in Water Available For Use / Savings in Demand under the selected programme (Ml/d) input as +ve 2055-56: 45; Gains in Water Available For Use / Savings in Demand under the selected programme (Ml/d) input as +ve 2056-57: 45; Gains in Water Available For Use / Savings in Demand under the selected programme (Ml/d) input as +ve 2057-58: 45; Gains in Water Available For Use / Savings in Demand under the selected programme (Ml/d) input as +ve 2058-59: 45; Gains in Water Available For Use / Savings in Demand under the selected programme (Ml/d) input as +ve 2059-60: 45; Gains in Water Available For Use / Savings in Demand under the selected programme (Ml/d) input as +ve 2060-61: 45; Gains in Water Available For Use / Savings in Demand under the selected programme (Ml/d) input as +ve 2061-62: 45; Gains in Water Available For Use / Savings in Demand under the selected programme (Ml/d) input as +ve 2062-63: 45; Gains in Water Available For Use / Savings in Demand under the selected programme (Ml/d) input as +ve 2063-64: 45; Gains in Water Available For Use / Savings in Demand under the selected programme (Ml/d) input as +ve 2064-65: 45; Gains in Water Available For Use / Savings in Demand under the selected programme (Ml/d) input as +ve 2065-66: 45; Gains in Water Available For Use / Savings in Demand under the selected programme (Ml/d) input as +ve 2066-67: 45; Gains in Water Available For Use / Savings in Demand under the selected programme (Ml/d) input as +ve 2067-68: 44.9431; Gains in Water Available For Use / Savings in Demand under the selected programme (Ml/d) input as +ve 2068-69: 45; Gains in Water Available For Use / Savings in Demand under the selected programme (Ml/d) input as +ve 2069-70: 45; Gains in Water Available For Use / Savings in Demand under the selected programme (Ml/d) input as +ve 2070-71: 45; Gains in Water Available For Use / Savings in Demand under the selected programme (Ml/d) input as +ve 2071-72: 45; Gains in Water Available For Use / Savings in Demand under the selected programme (Ml/d) input as +ve 2072-73: 45; Gains in Water Available For Use / Savings in Demand under the selected programme (Ml/d) input as +ve 2073-74: 45; Gains in Water Available For Use / Savings in Demand under the selected programme (Ml/d) input as +ve 2074-75: 45
52cA | SRN Otterbourne WSW to Source A | PRT_SRN Otterbourne WSW-Source A p | External potable bulk supply/transfer | Distribution Options | N | Alternative Plan 1 | SWSHSE | Ml/d | 2 | Gains in Water Available For Use / Savings in Demand under the selected programme (Ml/d) input as +ve 2039-40: -25.547; Gains in Water Available For Use / Savings in Demand under the selected programme (Ml/d) input as +ve 2040-41: -30.0229; Gains in Water Available For Use / Savings in Demand under the selected programme (Ml/d) input as +ve 2041-42: -28.6808; Gains in Water Available For Use / Savings in Demand under the selected programme (Ml/d) input as +ve 2042-43: -32.0715; Gains in Water Available For Use / Savings in Demand under the selected programme (Ml/d) input as +ve 2043-44: -33.4849; Gains in Water Available For Use / Savings in Demand under the selected programme (Ml/d) input as +ve 2044-45: -38.8244; Gains in Water Available For Use / Savings in Demand under the selected programme (Ml/d) input as +ve 2045-46: -44.2454; Gains in Water Available For Use / Savings in Demand under the selected programme (Ml/d) input as +ve 2046-47: -45; Gains in Water Available For Use / Savings in Demand under the selected programme (Ml/d) input as +ve 2047-48: -45; Gains in Water Available For Use / Savings in Demand under the selected programme (Ml/d) input as +ve 2048-49: -45; Gains in Water Available For Use / Savings in Demand under the selected programme (Ml/d) input as +ve 2049-50: -45; Gains in Water Available For Use / Savings in Demand under the selected programme (Ml/d) input as +ve 2050-51: -45; Gains in Water Available For Use / Savings in Demand under the selected programme (Ml/d) input as +ve 2051-52: -45; Gains in Water Available For Use / Savings in Demand under the selected programme (Ml/d) input as +ve 2052-53: -45; Gains in Water Available For Use / Savings in Demand under the selected programme (Ml/d) input as +ve 2053-54: -45; Gains in Water Available For Use / Savings in Demand under the selected programme (Ml/d) input as +ve 2054-55: -45; Gains in Water Available For Use / Savings in Demand under the selected programme (Ml/d) input as +ve 2055-56: -45; Gains in Water Available For Use / Savings in Demand under the selected programme (Ml/d) input as +ve 2056-57: -45; Gains in Water Available For Use / Savings in Demand under the selected programme (Ml/d) input as +ve 2057-58: -45; Gains in Water Available For Use / Savings in Demand under the selected programme (Ml/d) input as +ve 2058-59: -45; Gains in Water Available For Use / Savings in Demand under the selected programme (Ml/d) input as +ve 2059-60: -45; Gains in Water Available For Use / Savings in Demand under the selected programme (Ml/d) input as +ve 2060-61: -45; Gains in Water Available For Use / Savings in Demand under the selected programme (Ml/d) input as +ve 2061-62: -45; Gains in Water Available For Use / Savings in Demand under the selected programme (Ml/d) input as +ve 2062-63: -45; Gains in Water Available For Use / Savings in Demand under the selected programme (Ml/d) input as +ve 2063-64: -45; Gains in Water Available For Use / Savings in Demand under the selected programme (Ml/d) input as +ve 2064-65: -45; Gains in Water Available For Use / Savings in Demand under the selected programme (Ml/d) input as +ve 2065-66: -45; Gains in Water Available For Use / Savings in Demand under the selected programme (Ml/d) input as +ve 2066-67: -45; Gains in Water Available For Use / Savings in Demand under the selected programme (Ml/d) input as +ve 2067-68: -44.9431; Gains in Water Available For Use / Savings in Demand under the selected programme (Ml/d) input as +ve 2068-69: -45; Gains in Water Available For Use / Savings in Demand under the selected programme (Ml/d) input as +ve 2069-70: -45; Gains in Water Available For Use / Savings in Demand under the selected programme (Ml/d) input as +ve 2070-71: -45; Gains in Water Available For Use / Savings in Demand under the selected programme (Ml/d) input as +ve 2071-72: -45; Gains in Water Available For Use / Savings in Demand under the selected programme (Ml/d) input as +ve 2072-73: -45; Gains in Water Available For Use / Savings in Demand under the selected programme (Ml/d) input as +ve 2073-74: -45; Gains in Water Available For Use / Savings in Demand under the selected programme (Ml/d) input as +ve 2074-75: -45
52aA | Portfolio 1 (Standard): East Hampshire | PRT_cm_p1_east hampshire | Catchment management | Resource Options | N | Alternative Plan 1 | PWSPRT | Ml/d | 2 | Gains in Water Available For Use / Savings in Demand under the selected programme (Ml/d) input as +ve 2074-75: 0
52aA | Portfolio 1 (Standard): Arun and Western Streams | PRT_p1_arun west | Catchment management | Resource Options | N | Alternative Plan 1 | PWSPRT | Ml/d | 2 | Gains in Water Available For Use / Savings in Demand under the selected programme (Ml/d) input as +ve 2074-75: 0
52cA | New Bulk Supply: PRT to SEW RZ5 Transfer - Clanfield to Tilmore SR (10 Ml/d) | SEW_clanfield_group | External potable bulk supply/transfer | Distribution Options | N | Alternative Plan 1 | SEWFN5 | Ml/d | 2 | Gains in Water Available For Use / Savings in Demand under the selected programme (Ml/d) input as +ve 2069-70: 0; Gains in Water Available For Use / Savings in Demand under the selected programme (Ml/d) input as +ve 2070-71: 0; Gains in Water Available For Use / Savings in Demand under the selected programme (Ml/d) input as +ve 2071-72: 0; Gains in Water Available For Use / Savings in Demand under the selected programme (Ml/d) input as +ve 2072-73: 0; Gains in Water Available For Use / Savings in Demand under the selected programme (Ml/d) input as +ve 2073-74: 0; Gains in Water Available For Use / Savings in Demand under the selected programme (Ml/d) input as +ve 2074-75: 0
52cA | New Bulk Supply: PRT to SEW RZ5 Transfer - Clanfield to Tilmore SR (10 Ml/d) | SEW_clanfield_group | External potable bulk supply/transfer | Distribution Options | N | Alternative Plan 1 | PWSPRT | Ml/d | 2 | Gains in Water Available For Use / Savings in Demand under the selected programme (Ml/d) input as +ve 2069-70: 0; Gains in Water Available For Use / Savings in Demand under the selected programme (Ml/d) input as +ve 2070-71: 0; Gains in Water Available For Use / Savings in Demand under the selected programme (Ml/d) input as +ve 2071-72: 0; Gains in Water Available For Use / Savings in Demand under the selected programme (Ml/d) input as +ve 2072-73: 0; Gains in Water Available For Use / Savings in Demand under the selected programme (Ml/d) input as +ve 2073-74: 0; Gains in Water Available For Use / Savings in Demand under the selected programme (Ml/d) input as +ve 2074-75: 0
52cA | Bulk import (HSE): Reading to Otterbourne - raw (200Ml/d) (25 Ml/d Phase 1) | SWS_HSE_EF-TFR_REP_ALL_pwc2_res2 | External potable bulk supply/transfer | Distribution Options | N | Alternative Plan 1 | PWSPRT | Ml/d | 2 | Gains in Water Available For Use / Savings in Demand under the selected programme (Ml/d) input as +ve 2040-41: 0; Gains in Water Available For Use / Savings in Demand under the selected programme (Ml/d) input as +ve 2041-42: 0; Gains in Water Available For Use / Savings in Demand under the selected programme (Ml/d) input as +ve 2042-43: 0; Gains in Water Available For Use / Savings in Demand under the selected programme (Ml/d) input as +ve 2043-44: 0; Gains in Water Available For Use / Savings in Demand under the selected programme (Ml/d) input as +ve 2044-45: 0; Gains in Water Available For Use / Savings in Demand under the selected programme (Ml/d) input as +ve 2045-46: 0; Gains in Water Available For Use / Savings in Demand under the selected programme (Ml/d) input as +ve 2046-47: 0; Gains in Water Available For Use / Savings in Demand under the selected programme (Ml/d) input as +ve 2047-48: 0; Gains in Water Available For Use / Savings in Demand under the selected programme (Ml/d) input as +ve 2048-49: 0; Gains in Water Available For Use / Savings in Demand under the selected programme (Ml/d) input as +ve 2049-50: 0; Gains in Water Available For Use / Savings in Demand under the selected programme (Ml/d) input as +ve 2050-51: 0; Gains in Water Available For Use / Savings in Demand under the selected programme (Ml/d) input as +ve 2051-52: 0; Gains in Water Available For Use / Savings in Demand under the selected programme (Ml/d) input as +ve 2052-53: 0; Gains in Water Available For Use / Savings in Demand under the selected programme (Ml/d) input as +ve 2053-54: 0; Gains in Water Available For Use / Savings in Demand under the selected programme (Ml/d) input as +ve 2054-55: 0; Gains in Water Available For Use / Savings in Demand under the selected programme (Ml/d) input as +ve 2055-56: 0; Gains in Water Available For Use / Savings in Demand under the selected programme (Ml/d) input as +ve 2056-57: 0; Gains in Water Available For Use / Savings in Demand under the selected programme (Ml/d) input as +ve 2057-58: 0; Gains in Water Available For Use / Savings in Demand under the selected programme (Ml/d) input as +ve 2058-59: 0; Gains in Water Available For Use / Savings in Demand under the selected programme (Ml/d) input as +ve 2059-60: 0; Gains in Water Available For Use / Savings in Demand under the selected programme (Ml/d) input as +ve 2060-61: 0; Gains in Water Available For Use / Savings in Demand under the selected programme (Ml/d) input as +ve 2061-62: 0; Gains in Water Available For Use / Savings in Demand under the selected programme (Ml/d) input as +ve 2062-63: 0; Gains in Water Available For Use / Savings in Demand under the selected programme (Ml/d) input as +ve 2063-64: 0; Gains in Water Available For Use / Savings in Demand under the selected programme (Ml/d) input as +ve 2064-65: 0; Gains in Water Available For Use / Savings in Demand under the selected programme (Ml/d) input as +ve 2065-66: 0; Gains in Water Available For Use / Savings in Demand under the selected programme (Ml/d) input as +ve 2066-67: 0; Gains in Water Available For Use / Savings in Demand under the selected programme (Ml/d) input as +ve 2067-68: 0; Gains in Water Available For Use / Savings in Demand under the selected programme (Ml/d) input as +ve 2068-69: 0; Gains in Water Available For Use / Savings in Demand under the selected programme (Ml/d) input as +ve 2069-70: 0; Gains in Water Available For Use / Savings in Demand under the selected programme (Ml/d) input as +ve 2070-71: 0; Gains in Water Available For Use / Savings in Demand under the selected programme (Ml/d) input as +ve 2071-72: 0; Gains in Water Available For Use / Savings in Demand under the selected programme (Ml/d) input as +ve 2072-73: 0; Gains in Water Available For Use / Savings in Demand under the selected programme (Ml/d) input as +ve 2073-74: 0; Gains in Water Available For Use / Savings in Demand under the selected programme (Ml/d) input as +ve 2074-75: 0
52cA | Bulk import (HSE): Reading to Otterbourne - raw (200Ml/d) (25 Ml/d Phase 1) | SWS_HSE_EF-TFR_REP_ALL_pwc2_res2 | External potable bulk supply/transfer | Distribution Options | N | Alternative Plan 1 | SWSHSE | Ml/d | 2 | Gains in Water Available For Use / Savings in Demand under the selected programme (Ml/d) input as +ve 2040-41: 0; Gains in Water Available For Use / Savings in Demand under the selected programme (Ml/d) input as +ve 2041-42: 0; Gains in Water Available For Use / Savings in Demand under the selected programme (Ml/d) input as +ve 2042-43: 0; Gains in Water Available For Use / Savings in Demand under the selected programme (Ml/d) input as +ve 2043-44: 0; Gains in Water Available For Use / Savings in Demand under the selected programme (Ml/d) input as +ve 2044-45: 0; Gains in Water Available For Use / Savings in Demand under the selected programme (Ml/d) input as +ve 2045-46: 0; Gains in Water Available For Use / Savings in Demand under the selected programme (Ml/d) input as +ve 2046-47: 0; Gains in Water Available For Use / Savings in Demand under the selected programme (Ml/d) input as +ve 2047-48: 0; Gains in Water Available For Use / Savings in Demand under the selected programme (Ml/d) input as +ve 2048-49: 0; Gains in Water Available For Use / Savings in Demand under the selected programme (Ml/d) input as +ve 2049-50: 0; Gains in Water Available For Use / Savings in Demand under the selected programme (Ml/d) input as +ve 2050-51: 0; Gains in Water Available For Use / Savings in Demand under the selected programme (Ml/d) input as +ve 2051-52: 0; Gains in Water Available For Use / Savings in Demand under the selected programme (Ml/d) input as +ve 2052-53: 0; Gains in Water Available For Use / Savings in Demand under the selected programme (Ml/d) input as +ve 2053-54: 0; Gains in Water Available For Use / Savings in Demand under the selected programme (Ml/d) input as +ve 2054-55: 0; Gains in Water Available For Use / Savings in Demand under the selected programme (Ml/d) input as +ve 2055-56: 0; Gains in Water Available For Use / Savings in Demand under the selected programme (Ml/d) input as +ve 2056-57: 0; Gains in Water Available For Use / Savings in Demand under the selected programme (Ml/d) input as +ve 2057-58: 0; Gains in Water Available For Use / Savings in Demand under the selected programme (Ml/d) input as +ve 2058-59: 0; Gains in Water Available For Use / Savings in Demand under the selected programme (Ml/d) input as +ve 2059-60: 0; Gains in Water Available For Use / Savings in Demand under the selected programme (Ml/d) input as +ve 2060-61: 0; Gains in Water Available For Use / Savings in Demand under the selected programme (Ml/d) input as +ve 2061-62: 0; Gains in Water Available For Use / Savings in Demand under the selected programme (Ml/d) input as +ve 2062-63: 0; Gains in Water Available For Use / Savings in Demand under the selected programme (Ml/d) input as +ve 2063-64: 0; Gains in Water Available For Use / Savings in Demand under the selected programme (Ml/d) input as +ve 2064-65: 0; Gains in Water Available For Use / Savings in Demand under the selected programme (Ml/d) input as +ve 2065-66: 0; Gains in Water Available For Use / Savings in Demand under the selected programme (Ml/d) input as +ve 2066-67: 0; Gains in Water Available For Use / Savings in Demand under the selected programme (Ml/d) input as +ve 2067-68: 0; Gains in Water Available For Use / Savings in Demand under the selected programme (Ml/d) input as +ve 2068-69: 0; Gains in Water Available For Use / Savings in Demand under the selected programme (Ml/d) input as +ve 2069-70: 0; Gains in Water Available For Use / Savings in Demand under the selected programme (Ml/d) input as +ve 2070-71: 0; Gains in Water Available For Use / Savings in Demand under the selected programme (Ml/d) input as +ve 2071-72: 0; Gains in Water Available For Use / Savings in Demand under the selected programme (Ml/d) input as +ve 2072-73: 0; Gains in Water Available For Use / Savings in Demand under the selected programme (Ml/d) input as +ve 2073-74: 0; Gains in Water Available For Use / Savings in Demand under the selected programme (Ml/d) input as +ve 2074-75: 0
52aA | Bulk import (HSE): Havant Thicket Reservoir to Otterbourne WSW pipeline - first section (90Ml/d) | SWS_HTE_HI-TFR_PWE_CNO_ht-ott mm 90 | External raw water bulk supply/transfer | Resource Options | N | Alternative Plan 1 | PWSPRT | Ml/d | 2 | Gains in Water Available For Use / Savings in Demand under the selected programme (Ml/d) input as +ve 2034-35: -20; Gains in Water Available For Use / Savings in Demand under the selected programme (Ml/d) input as +ve 2035-36: -20; Gains in Water Available For Use / Savings in Demand under the selected programme (Ml/d) input as +ve 2036-37: -20; Gains in Water Available For Use / Savings in Demand under the selected programme (Ml/d) input as +ve 2037-38: -20; Gains in Water Available For Use / Savings in Demand under the selected programme (Ml/d) input as +ve 2038-39: -20; Gains in Water Available For Use / Savings in Demand under the selected programme (Ml/d) input as +ve 2039-40: -20; Gains in Water Available For Use / Savings in Demand under the selected programme (Ml/d) input as +ve 2040-41: -20; Gains in Water Available For Use / Savings in Demand under the selected programme (Ml/d) input as +ve 2041-42: -20; Gains in Water Available For Use / Savings in Demand under the selected programme (Ml/d) input as +ve 2042-43: -20; Gains in Water Available For Use / Savings in Demand under the selected programme (Ml/d) input as +ve 2043-44: -20; Gains in Water Available For Use / Savings in Demand under the selected programme (Ml/d) input as +ve 2044-45: -20; Gains in Water Available For Use / Savings in Demand under the selected programme (Ml/d) input as +ve 2045-46: -20; Gains in Water Available For Use / Savings in Demand under the selected programme (Ml/d) input as +ve 2046-47: -20; Gains in Water Available For Use / Savings in Demand under the selected programme (Ml/d) input as +ve 2047-48: -20; Gains in Water Available For Use / Savings in Demand under the selected programme (Ml/d) input as +ve 2048-49: -20; Gains in Water Available For Use / Savings in Demand under the selected programme (Ml/d) input as +ve 2049-50: -20; Gains in Water Available For Use / Savings in Demand under the selected programme (Ml/d) input as +ve 2050-51: -20; Gains in Water Available For Use / Savings in Demand under the selected programme (Ml/d) input as +ve 2051-52: -20; Gains in Water Available For Use / Savings in Demand under the selected programme (Ml/d) input as +ve 2052-53: -20; Gains in Water Available For Use / Savings in Demand under the selected programme (Ml/d) input as +ve 2053-54: -20; Gains in Water Available For Use / Savings in Demand under the selected programme (Ml/d) input as +ve 2054-55: -20; Gains in Water Available For Use / Savings in Demand under the selected programme (Ml/d) input as +ve 2055-56: -20; Gains in Water Available For Use / Savings in Demand under the selected programme (Ml/d) input as +ve 2056-57: -20; Gains in Water Available For Use / Savings in Demand under the selected programme (Ml/d) input as +ve 2057-58: -20; Gains in Water Available For Use / Savings in Demand under the selected programme (Ml/d) input as +ve 2058-59: -20; Gains in Water Available For Use / Savings in Demand under the selected programme (Ml/d) input as +ve 2059-60: -20; Gains in Water Available For Use / Savings in Demand under the selected programme (Ml/d) input as +ve 2060-61: -20; Gains in Water Available For Use / Savings in Demand under the selected programme (Ml/d) input as +ve 2061-62: -20; Gains in Water Available For Use / Savings in Demand under the selected programme (Ml/d) input as +ve 2062-63: -20; Gains in Water Available For Use / Savings in Demand under the selected programme (Ml/d) input as +ve 2063-64: -20; Gains in Water Available For Use / Savings in Demand under the selected programme (Ml/d) input as +ve 2064-65: -20; Gains in Water Available For Use / Savings in Demand under the selected programme (Ml/d) input as +ve 2065-66: -20; Gains in Water Available For Use / Savings in Demand under the selected programme (Ml/d) input as +ve 2066-67: -20; Gains in Water Available For Use / Savings in Demand under the selected programme (Ml/d) input as +ve 2067-68: -20; Gains in Water Available For Use / Savings in Demand under the selected programme (Ml/d) input as +ve 2068-69: -20; Gains in Water Available For Use / Savings in Demand under the selected programme (Ml/d) input as +ve 2069-70: -20; Gains in Water Available For Use / Savings in Demand under the selected programme (Ml/d) input as +ve 2070-71: -20; Gains in Water Available For Use / Savings in Demand under the selected programme (Ml/d) input as +ve 2071-72: -20; Gains in Water Available For Use / Savings in Demand under the selected programme (Ml/d) input as +ve 2072-73: -20; Gains in Water Available For Use / Savings in Demand under the selected programme (Ml/d) input as +ve 2073-74: -20; Gains in Water Available For Use / Savings in Demand under the selected programme (Ml/d) input as +ve 2074-75: -20
52aA | Bulk import (HSE): Havant Thicket Reservoir to Otterbourne WSW pipeline - first section (90Ml/d) | SWS_HTE_HI-TFR_PWE_CNO_ht-ott mm 90 | External raw water bulk supply/transfer | Resource Options | N | Alternative Plan 1 | SWSHSE | Ml/d | 2 | Gains in Water Available For Use / Savings in Demand under the selected programme (Ml/d) input as +ve 2034-35: 20; Gains in Water Available For Use / Savings in Demand under the selected programme (Ml/d) input as +ve 2035-36: 20; Gains in Water Available For Use / Savings in Demand under the selected programme (Ml/d) input as +ve 2036-37: 20; Gains in Water Available For Use / Savings in Demand under the selected programme (Ml/d) input as +ve 2037-38: 20; Gains in Water Available For Use / Savings in Demand under the selected programme (Ml/d) input as +ve 2038-39: 20; Gains in Water Available For Use / Savings in Demand under the selected programme (Ml/d) input as +ve 2039-40: 20; Gains in Water Available For Use / Savings in Demand under the selected programme (Ml/d) input as +ve 2040-41: 20; Gains in Water Available For Use / Savings in Demand under the selected programme (Ml/d) input as +ve 2041-42: 20; Gains in Water Available For Use / Savings in Demand under the selected programme (Ml/d) input as +ve 2042-43: 20; Gains in Water Available For Use / Savings in Demand under the selected programme (Ml/d) input as +ve 2043-44: 20; Gains in Water Available For Use / Savings in Demand under the selected programme (Ml/d) input as +ve 2044-45: 20; Gains in Water Available For Use / Savings in Demand under the selected programme (Ml/d) input as +ve 2045-46: 20; Gains in Water Available For Use / Savings in Demand under the selected programme (Ml/d) input as +ve 2046-47: 20; Gains in Water Available For Use / Savings in Demand under the selected programme (Ml/d) input as +ve 2047-48: 20; Gains in Water Available For Use / Savings in Demand under the selected programme (Ml/d) input as +ve 2048-49: 20; Gains in Water Available For Use / Savings in Demand under the selected programme (Ml/d) input as +ve 2049-50: 20; Gains in Water Available For Use / Savings in Demand under the selected programme (Ml/d) input as +ve 2050-51: 20; Gains in Water Available For Use / Savings in Demand under the selected programme (Ml/d) input as +ve 2051-52: 20; Gains in Water Available For Use / Savings in Demand under the selected programme (Ml/d) input as +ve 2052-53: 20; Gains in Water Available For Use / Savings in Demand under the selected programme (Ml/d) input as +ve 2053-54: 20; Gains in Water Available For Use / Savings in Demand under the selected programme (Ml/d) input as +ve 2054-55: 20; Gains in Water Available For Use / Savings in Demand under the selected programme (Ml/d) input as +ve 2055-56: 20; Gains in Water Available For Use / Savings in Demand under the selected programme (Ml/d) input as +ve 2056-57: 20; Gains in Water Available For Use / Savings in Demand under the selected programme (Ml/d) input as +ve 2057-58: 20; Gains in Water Available For Use / Savings in Demand under the selected programme (Ml/d) input as +ve 2058-59: 20; Gains in Water Available For Use / Savings in Demand under the selected programme (Ml/d) input as +ve 2059-60: 20; Gains in Water Available For Use / Savings in Demand under the selected programme (Ml/d) input as +ve 2060-61: 20; Gains in Water Available For Use / Savings in Demand under the selected programme (Ml/d) input as +ve 2061-62: 20; Gains in Water Available For Use / Savings in Demand under the selected programme (Ml/d) input as +ve 2062-63: 20; Gains in Water Available For Use / Savings in Demand under the selected programme (Ml/d) input as +ve 2063-64: 20; Gains in Water Available For Use / Savings in Demand under the selected programme (Ml/d) input as +ve 2064-65: 20; Gains in Water Available For Use / Savings in Demand under the selected programme (Ml/d) input as +ve 2065-66: 20; Gains in Water Available For Use / Savings in Demand under the selected programme (Ml/d) input as +ve 2066-67: 20; Gains in Water Available For Use / Savings in Demand under the selected programme (Ml/d) input as +ve 2067-68: 20; Gains in Water Available For Use / Savings in Demand under the selected programme (Ml/d) input as +ve 2068-69: 20; Gains in Water Available For Use / Savings in Demand under the selected programme (Ml/d) input as +ve 2069-70: 20; Gains in Water Available For Use / Savings in Demand under the selected programme (Ml/d) input as +ve 2070-71: 20; Gains in Water Available For Use / Savings in Demand under the selected programme (Ml/d) input as +ve 2071-72: 20; Gains in Water Available For Use / Savings in Demand under the selected programme (Ml/d) input as +ve 2072-73: 20; Gains in Water Available For Use / Savings in Demand under the selected programme (Ml/d) input as +ve 2073-74: 20; Gains in Water Available For Use / Savings in Demand under the selected programme (Ml/d) input as +ve 2074-75: 20
52aA | Recycling (HSE): Recharge of Havant Thicket from recycled water from Budds Farm (60Ml/d) | SWS_PWE_HI-REU_RE1_CNO_60toht v0.1 | Water reuse | Resource Options | N | Alternative Plan 1 | PWSPRT | Ml/d | 2 | Gains in Water Available For Use / Savings in Demand under the selected programme (Ml/d) input as +ve 2034-35: 20; Gains in Water Available For Use / Savings in Demand under the selected programme (Ml/d) input as +ve 2035-36: 20; Gains in Water Available For Use / Savings in Demand under the selected programme (Ml/d) input as +ve 2036-37: 20; Gains in Water Available For Use / Savings in Demand under the selected programme (Ml/d) input as +ve 2037-38: 20; Gains in Water Available For Use / Savings in Demand under the selected programme (Ml/d) input as +ve 2038-39: 20; Gains in Water Available For Use / Savings in Demand under the selected programme (Ml/d) input as +ve 2039-40: 60; Gains in Water Available For Use / Savings in Demand under the selected programme (Ml/d) input as +ve 2040-41: 60; Gains in Water Available For Use / Savings in Demand under the selected programme (Ml/d) input as +ve 2041-42: 60; Gains in Water Available For Use / Savings in Demand under the selected programme (Ml/d) input as +ve 2042-43: 60; Gains in Water Available For Use / Savings in Demand under the selected programme (Ml/d) input as +ve 2043-44: 60; Gains in Water Available For Use / Savings in Demand under the selected programme (Ml/d) input as +ve 2044-45: 60; Gains in Water Available For Use / Savings in Demand under the selected programme (Ml/d) input as +ve 2045-46: 60; Gains in Water Available For Use / Savings in Demand under the selected programme (Ml/d) input as +ve 2046-47: 60; Gains in Water Available For Use / Savings in Demand under the selected programme (Ml/d) input as +ve 2047-48: 60; Gains in Water Available For Use / Savings in Demand under the selected programme (Ml/d) input as +ve 2048-49: 60; Gains in Water Available For Use / Savings in Demand under the selected programme (Ml/d) input as +ve 2049-50: 60; Gains in Water Available For Use / Savings in Demand under the selected programme (Ml/d) input as +ve 2050-51: 60; Gains in Water Available For Use / Savings in Demand under the selected programme (Ml/d) input as +ve 2051-52: 60; Gains in Water Available For Use / Savings in Demand under the selected programme (Ml/d) input as +ve 2052-53: 60; Gains in Water Available For Use / Savings in Demand under the selected programme (Ml/d) input as +ve 2053-54: 60; Gains in Water Available For Use / Savings in Demand under the selected programme (Ml/d) input as +ve 2054-55: 60; Gains in Water Available For Use / Savings in Demand under the selected programme (Ml/d) input as +ve 2055-56: 60; Gains in Water Available For Use / Savings in Demand under the selected programme (Ml/d) input as +ve 2056-57: 60; Gains in Water Available For Use / Savings in Demand under the selected programme (Ml/d) input as +ve 2057-58: 60; Gains in Water Available For Use / Savings in Demand under the selected programme (Ml/d) input as +ve 2058-59: 60; Gains in Water Available For Use / Savings in Demand under the selected programme (Ml/d) input as +ve 2059-60: 60; Gains in Water Available For Use / Savings in Demand under the selected programme (Ml/d) input as +ve 2060-61: 60; Gains in Water Available For Use / Savings in Demand under the selected programme (Ml/d) input as +ve 2061-62: 60; Gains in Water Available For Use / Savings in Demand under the selected programme (Ml/d) input as +ve 2062-63: 60; Gains in Water Available For Use / Savings in Demand under the selected programme (Ml/d) input as +ve 2063-64: 60; Gains in Water Available For Use / Savings in Demand under the selected programme (Ml/d) input as +ve 2064-65: 60; Gains in Water Available For Use / Savings in Demand under the selected programme (Ml/d) input as +ve 2065-66: 60; Gains in Water Available For Use / Savings in Demand under the selected programme (Ml/d) input as +ve 2066-67: 60; Gains in Water Available For Use / Savings in Demand under the selected programme (Ml/d) input as +ve 2067-68: 60; Gains in Water Available For Use / Savings in Demand under the selected programme (Ml/d) input as +ve 2068-69: 60; Gains in Water Available For Use / Savings in Demand under the selected programme (Ml/d) input as +ve 2069-70: 60; Gains in Water Available For Use / Savings in Demand under the selected programme (Ml/d) input as +ve 2070-71: 60; Gains in Water Available For Use / Savings in Demand under the selected programme (Ml/d) input as +ve 2071-72: 60; Gains in Water Available For Use / Savings in Demand under the selected programme (Ml/d) input as +ve 2072-73: 60; Gains in Water Available For Use / Savings in Demand under the selected programme (Ml/d) input as +ve 2073-74: 60; Gains in Water Available For Use / Savings in Demand under the selected programme (Ml/d) input as +ve 2074-75: 60
52aA | Bulk export (SNZ): Pulborough to Havant Thicket Reservoir (50Ml/d) | SWS_SNZ_HI-TFR_PWE_ALL_havant -hardha r 50 | External raw water bulk supply/transfer | Resource Options | N | Alternative Plan 1 | PWSPRT | Ml/d | 2 | Gains in Water Available For Use / Savings in Demand under the selected programme (Ml/d) input as +ve 2039-40: -11.4988; Gains in Water Available For Use / Savings in Demand under the selected programme (Ml/d) input as +ve 2040-41: -12.2636
52aA | Bulk export (SNZ): Pulborough to Havant Thicket Reservoir (50Ml/d) | SWS_SNZ_HI-TFR_PWE_ALL_havant -hardha r 50 | External raw water bulk supply/transfer | Resource Options | N | Alternative Plan 1 | PWSPRT | Ml/d | 2 | Gains in Water Available For Use / Savings in Demand under the selected programme (Ml/d) input as +ve 2039-40: -28.5012; Gains in Water Available For Use / Savings in Demand under the selected programme (Ml/d) input as +ve 2040-41: -27.7364; Gains in Water Available For Use / Savings in Demand under the selected programme (Ml/d) input as +ve 2041-42: -40; Gains in Water Available For Use / Savings in Demand under the selected programme (Ml/d) input as +ve 2042-43: -40; Gains in Water Available For Use / Savings in Demand under the selected programme (Ml/d) input as +ve 2043-44: -40; Gains in Water Available For Use / Savings in Demand under the selected programme (Ml/d) input as +ve 2044-45: -40; Gains in Water Available For Use / Savings in Demand under the selected programme (Ml/d) input as +ve 2045-46: -40; Gains in Water Available For Use / Savings in Demand under the selected programme (Ml/d) input as +ve 2046-47: -35.6701; Gains in Water Available For Use / Savings in Demand under the selected programme (Ml/d) input as +ve 2047-48: -30.2575; Gains in Water Available For Use / Savings in Demand under the selected programme (Ml/d) input as +ve 2048-49: -24.6682; Gains in Water Available For Use / Savings in Demand under the selected programme (Ml/d) input as +ve 2049-50: -19.7135; Gains in Water Available For Use / Savings in Demand under the selected programme (Ml/d) input as +ve 2050-51: -19.395; Gains in Water Available For Use / Savings in Demand under the selected programme (Ml/d) input as +ve 2051-52: -18.7707; Gains in Water Available For Use / Savings in Demand under the selected programme (Ml/d) input as +ve 2052-53: -17.7002; Gains in Water Available For Use / Savings in Demand under the selected programme (Ml/d) input as +ve 2053-54: -17.6513; Gains in Water Available For Use / Savings in Demand under the selected programme (Ml/d) input as +ve 2054-55: -16.7338; Gains in Water Available For Use / Savings in Demand under the selected programme (Ml/d) input as +ve 2055-56: -16.5795; Gains in Water Available For Use / Savings in Demand under the selected programme (Ml/d) input as +ve 2056-57: -14.9783; Gains in Water Available For Use / Savings in Demand under the selected programme (Ml/d) input as +ve 2057-58: -14.8572; Gains in Water Available For Use / Savings in Demand under the selected programme (Ml/d) input as +ve 2058-59: -13.9446; Gains in Water Available For Use / Savings in Demand under the selected programme (Ml/d) input as +ve 2059-60: -13.587; Gains in Water Available For Use / Savings in Demand under the selected programme (Ml/d) input as +ve 2060-61: 0; Gains in Water Available For Use / Savings in Demand under the selected programme (Ml/d) input as +ve 2061-62: -12.7328; Gains in Water Available For Use / Savings in Demand under the selected programme (Ml/d) input as +ve 2062-63: -11.3627; Gains in Water Available For Use / Savings in Demand under the selected programme (Ml/d) input as +ve 2063-64: 0; Gains in Water Available For Use / Savings in Demand under the selected programme (Ml/d) input as +ve 2064-65: -10.5768; Gains in Water Available For Use / Savings in Demand under the selected programme (Ml/d) input as +ve 2065-66: -9.9615; Gains in Water Available For Use / Savings in Demand under the selected programme (Ml/d) input as +ve 2066-67: 0; Gains in Water Available For Use / Savings in Demand under the selected programme (Ml/d) input as +ve 2067-68: 0; Gains in Water Available For Use / Savings in Demand under the selected programme (Ml/d) input as +ve 2068-69: 0; Gains in Water Available For Use / Savings in Demand under the selected programme (Ml/d) input as +ve 2069-70: 0; Gains in Water Available For Use / Savings in Demand under the selected programme (Ml/d) input as +ve 2070-71: -6.5922; Gains in Water Available For Use / Savings in Demand under the selected programme (Ml/d) input as +ve 2071-72: 0; Gains in Water Available For Use / Savings in Demand under the selected programme (Ml/d) input as +ve 2072-73: -5.3465; Gains in Water Available For Use / Savings in Demand under the selected programme (Ml/d) input as +ve 2073-74: 0; Gains in Water Available For Use / Savings in Demand under the selected programme (Ml/d) input as +ve 2074-75: 0
52aA | Bulk export (SNZ): Pulborough to Havant Thicket Reservoir (50Ml/d) | SWS_SNZ_HI-TFR_PWE_ALL_havant -hardha r 50 | External raw water bulk supply/transfer | Resource Options | N | Alternative Plan 1 | SWSSNT | Ml/d | 2 | Gains in Water Available For Use / Savings in Demand under the selected programme (Ml/d) input as +ve 2039-40: 40; Gains in Water Available For Use / Savings in Demand under the selected programme (Ml/d) input as +ve 2040-41: 40; Gains in Water Available For Use / Savings in Demand under the selected programme (Ml/d) input as +ve 2041-42: 40; Gains in Water Available For Use / Savings in Demand under the selected programme (Ml/d) input as +ve 2042-43: 40; Gains in Water Available For Use / Savings in Demand under the selected programme (Ml/d) input as +ve 2043-44: 40; Gains in Water Available For Use / Savings in Demand under the selected programme (Ml/d) input as +ve 2044-45: 40; Gains in Water Available For Use / Savings in Demand under the selected programme (Ml/d) input as +ve 2045-46: 40; Gains in Water Available For Use / Savings in Demand under the selected programme (Ml/d) input as +ve 2046-47: 35.6701; Gains in Water Available For Use / Savings in Demand under the selected programme (Ml/d) input as +ve 2047-48: 30.2575; Gains in Water Available For Use / Savings in Demand under the selected programme (Ml/d) input as +ve 2048-49: 24.6682; Gains in Water Available For Use / Savings in Demand under the selected programme (Ml/d) input as +ve 2049-50: 19.7135; Gains in Water Available For Use / Savings in Demand under the selected programme (Ml/d) input as +ve 2050-51: 19.395; Gains in Water Available For Use / Savings in Demand under the selected programme (Ml/d) input as +ve 2051-52: 18.7707; Gains in Water Available For Use / Savings in Demand under the selected programme (Ml/d) input as +ve 2052-53: 17.7002; Gains in Water Available For Use / Savings in Demand under the selected programme (Ml/d) input as +ve 2053-54: 17.6513; Gains in Water Available For Use / Savings in Demand under the selected programme (Ml/d) input as +ve 2054-55: 16.7338; Gains in Water Available For Use / Savings in Demand under the selected programme (Ml/d) input as +ve 2055-56: 16.5795; Gains in Water Available For Use / Savings in Demand under the selected programme (Ml/d) input as +ve 2056-57: 14.9783; Gains in Water Available For Use / Savings in Demand under the selected programme (Ml/d) input as +ve 2057-58: 14.8572; Gains in Water Available For Use / Savings in Demand under the selected programme (Ml/d) input as +ve 2058-59: 13.9446; Gains in Water Available For Use / Savings in Demand under the selected programme (Ml/d) input as +ve 2059-60: 13.587; Gains in Water Available For Use / Savings in Demand under the selected programme (Ml/d) input as +ve 2060-61: 0; Gains in Water Available For Use / Savings in Demand under the selected programme (Ml/d) input as +ve 2061-62: 12.7328; Gains in Water Available For Use / Savings in Demand under the selected programme (Ml/d) input as +ve 2062-63: 11.3627; Gains in Water Available For Use / Savings in Demand under the selected programme (Ml/d) input as +ve 2063-64: 0; Gains in Water Available For Use / Savings in Demand under the selected programme (Ml/d) input as +ve 2064-65: 10.5768; Gains in Water Available For Use / Savings in Demand under the selected programme (Ml/d) input as +ve 2065-66: 9.9615; Gains in Water Available For Use / Savings in Demand under the selected programme (Ml/d) input as +ve 2066-67: 0; Gains in Water Available For Use / Savings in Demand under the selected programme (Ml/d) input as +ve 2067-68: 0; Gains in Water Available For Use / Savings in Demand under the selected programme (Ml/d) input as +ve 2068-69: 0; Gains in Water Available For Use / Savings in Demand under the selected programme (Ml/d) input as +ve 2069-70: 0; Gains in Water Available For Use / Savings in Demand under the selected programme (Ml/d) input as +ve 2070-71: 6.5922; Gains in Water Available For Use / Savings in Demand under the selected programme (Ml/d) input as +ve 2071-72: 0; Gains in Water Available For Use / Savings in Demand under the selected programme (Ml/d) input as +ve 2072-73: 5.3465; Gains in Water Available For Use / Savings in Demand under the selected programme (Ml/d) input as +ve 2073-74: 0; Gains in Water Available For Use / Savings in Demand under the selected programme (Ml/d) input as +ve 2074-75: 0
52aA | Bulk export (SNZ): Pulborough to Havant Thicket Reservoir (50Ml/d) Phase 2 | SWS_havant th-hardham r 50 pipe WTW phase 2 | External raw water bulk supply/transfer | Resource Options | N | Alternative Plan 1 | SWSSNT | Ml/d | 2 | Gains in Water Available For Use / Savings in Demand under the selected programme (Ml/d) input as +ve 2039-40: 0; Gains in Water Available For Use / Savings in Demand under the selected programme (Ml/d) input as +ve 2040-41: 0; Gains in Water Available For Use / Savings in Demand under the selected programme (Ml/d) input as +ve 2041-42: 0; Gains in Water Available For Use / Savings in Demand under the selected programme (Ml/d) input as +ve 2042-43: 0; Gains in Water Available For Use / Savings in Demand under the selected programme (Ml/d) input as +ve 2043-44: 0; Gains in Water Available For Use / Savings in Demand under the selected programme (Ml/d) input as +ve 2044-45: 0; Gains in Water Available For Use / Savings in Demand under the selected programme (Ml/d) input as +ve 2045-46: 0; Gains in Water Available For Use / Savings in Demand under the selected programme (Ml/d) input as +ve 2046-47: 0; Gains in Water Available For Use / Savings in Demand under the selected programme (Ml/d) input as +ve 2047-48: 0; Gains in Water Available For Use / Savings in Demand under the selected programme (Ml/d) input as +ve 2048-49: 0; Gains in Water Available For Use / Savings in Demand under the selected programme (Ml/d) input as +ve 2049-50: 0; Gains in Water Available For Use / Savings in Demand under the selected programme (Ml/d) input as +ve 2050-51: 0; Gains in Water Available For Use / Savings in Demand under the selected programme (Ml/d) input as +ve 2051-52: 0; Gains in Water Available For Use / Savings in Demand under the selected programme (Ml/d) input as +ve 2052-53: 0; Gains in Water Available For Use / Savings in Demand under the selected programme (Ml/d) input as +ve 2053-54: 0; Gains in Water Available For Use / Savings in Demand under the selected programme (Ml/d) input as +ve 2054-55: 0; Gains in Water Available For Use / Savings in Demand under the selected programme (Ml/d) input as +ve 2055-56: 0; Gains in Water Available For Use / Savings in Demand under the selected programme (Ml/d) input as +ve 2056-57: 0; Gains in Water Available For Use / Savings in Demand under the selected programme (Ml/d) input as +ve 2057-58: 0; Gains in Water Available For Use / Savings in Demand under the selected programme (Ml/d) input as +ve 2058-59: 0; Gains in Water Available For Use / Savings in Demand under the selected programme (Ml/d) input as +ve 2059-60: 0; Gains in Water Available For Use / Savings in Demand under the selected programme (Ml/d) input as +ve 2060-61: 12.7307; Gains in Water Available For Use / Savings in Demand under the selected programme (Ml/d) input as +ve 2061-62: 0; Gains in Water Available For Use / Savings in Demand under the selected programme (Ml/d) input as +ve 2062-63: 0; Gains in Water Available For Use / Savings in Demand under the selected programme (Ml/d) input as +ve 2063-64: 10.8194; Gains in Water Available For Use / Savings in Demand under the selected programme (Ml/d) input as +ve 2064-65: 0; Gains in Water Available For Use / Savings in Demand under the selected programme (Ml/d) input as +ve 2065-66: 0; Gains in Water Available For Use / Savings in Demand under the selected programme (Ml/d) input as +ve 2066-67: 9.6382; Gains in Water Available For Use / Savings in Demand under the selected programme (Ml/d) input as +ve 2067-68: 8.9222; Gains in Water Available For Use / Savings in Demand under the selected programme (Ml/d) input as +ve 2068-69: 8.3379; Gains in Water Available For Use / Savings in Demand under the selected programme (Ml/d) input as +ve 2069-70: 7.3548; Gains in Water Available For Use / Savings in Demand under the selected programme (Ml/d) input as +ve 2070-71: 0; Gains in Water Available For Use / Savings in Demand under the selected programme (Ml/d) input as +ve 2071-72: 6.0076; Gains in Water Available For Use / Savings in Demand under the selected programme (Ml/d) input as +ve 2072-73: 0; Gains in Water Available For Use / Savings in Demand under the selected programme (Ml/d) input as +ve 2073-74: 4.9524; Gains in Water Available For Use / Savings in Demand under the selected programme (Ml/d) input as +ve 2074-75: 4.4701
52aA | Bulk export (SNZ): Pulborough to Havant Thicket Reservoir (50Ml/d) Phase 2 | SWS_havant th-hardham r 50 pipe WTW phase 2 | External raw water bulk supply/transfer | Resource Options | N | Alternative Plan 1 | PWSPRT | Ml/d | 2 | Gains in Water Available For Use / Savings in Demand under the selected programme (Ml/d) input as +ve 2039-40: 0; Gains in Water Available For Use / Savings in Demand under the selected programme (Ml/d) input as +ve 2040-41: 0; Gains in Water Available For Use / Savings in Demand under the selected programme (Ml/d) input as +ve 2041-42: 0; Gains in Water Available For Use / Savings in Demand under the selected programme (Ml/d) input as +ve 2042-43: 0; Gains in Water Available For Use / Savings in Demand under the selected programme (Ml/d) input as +ve 2043-44: 0; Gains in Water Available For Use / Savings in Demand under the selected programme (Ml/d) input as +ve 2044-45: 0; Gains in Water Available For Use / Savings in Demand under the selected programme (Ml/d) input as +ve 2045-46: 0; Gains in Water Available For Use / Savings in Demand under the selected programme (Ml/d) input as +ve 2046-47: 0; Gains in Water Available For Use / Savings in Demand under the selected programme (Ml/d) input as +ve 2047-48: 0; Gains in Water Available For Use / Savings in Demand under the selected programme (Ml/d) input as +ve 2048-49: 0; Gains in Water Available For Use / Savings in Demand under the selected programme (Ml/d) input as +ve 2049-50: 0; Gains in Water Available For Use / Savings in Demand under the selected programme (Ml/d) input as +ve 2050-51: 0; Gains in Water Available For Use / Savings in Demand under the selected programme (Ml/d) input as +ve 2051-52: 0; Gains in Water Available For Use / Savings in Demand under the selected programme (Ml/d) input as +ve 2052-53: 0; Gains in Water Available For Use / Savings in Demand under the selected programme (Ml/d) input as +ve 2053-54: 0; Gains in Water Available For Use / Savings in Demand under the selected programme (Ml/d) input as +ve 2054-55: 0; Gains in Water Available For Use / Savings in Demand under the selected programme (Ml/d) input as +ve 2055-56: 0; Gains in Water Available For Use / Savings in Demand under the selected programme (Ml/d) input as +ve 2056-57: 0; Gains in Water Available For Use / Savings in Demand under the selected programme (Ml/d) input as +ve 2057-58: 0; Gains in Water Available For Use / Savings in Demand under the selected programme (Ml/d) input as +ve 2058-59: 0; Gains in Water Available For Use / Savings in Demand under the selected programme (Ml/d) input as +ve 2059-60: 0; Gains in Water Available For Use / Savings in Demand under the selected programme (Ml/d) input as +ve 2060-61: -12.7307; Gains in Water Available For Use / Savings in Demand under the selected programme (Ml/d) input as +ve 2061-62: 0; Gains in Water Available For Use / Savings in Demand under the selected programme (Ml/d) input as +ve 2062-63: 0; Gains in Water Available For Use / Savings in Demand under the selected programme (Ml/d) input as +ve 2063-64: -10.8194; Gains in Water Available For Use / Savings in Demand under the selected programme (Ml/d) input as +ve 2064-65: 0; Gains in Water Available For Use / Savings in Demand under the selected programme (Ml/d) input as +ve 2065-66: 0; Gains in Water Available For Use / Savings in Demand under the selected programme (Ml/d) input as +ve 2066-67: -9.6382; Gains in Water Available For Use / Savings in Demand under the selected programme (Ml/d) input as +ve 2067-68: -8.9222; Gains in Water Available For Use / Savings in Demand under the selected programme (Ml/d) input as +ve 2068-69: -8.3379; Gains in Water Available For Use / Savings in Demand under the selected programme (Ml/d) input as +ve 2069-70: -7.3548; Gains in Water Available For Use / Savings in Demand under the selected programme (Ml/d) input as +ve 2070-71: 0; Gains in Water Available For Use / Savings in Demand under the selected programme (Ml/d) input as +ve 2071-72: -6.0076; Gains in Water Available For Use / Savings in Demand under the selected programme (Ml/d) input as +ve 2072-73: 0; Gains in Water Available For Use / Savings in Demand under the selected programme (Ml/d) input as +ve 2073-74: -4.9524; Gains in Water Available For Use / Savings in Demand under the selected programme (Ml/d) input as +ve 2074-75: -4.4701
52cA | Bulk import (HSE): PWC Source A to Eastleigh WSR Extension (30Ml/d) | SWS_pw2moor_extension | External potable bulk supply/transfer | Distribution Options | N | Alternative Plan 1 | SWSHSE | Ml/d | 2 | Gains in Water Available For Use / Savings in Demand under the selected programme (Ml/d) input as +ve 2029-30: 15; Gains in Water Available For Use / Savings in Demand under the selected programme (Ml/d) input as +ve 2030-31: 15; Gains in Water Available For Use / Savings in Demand under the selected programme (Ml/d) input as +ve 2031-32: 15; Gains in Water Available For Use / Savings in Demand under the selected programme (Ml/d) input as +ve 2032-33: 14.2443; Gains in Water Available For Use / Savings in Demand under the selected programme (Ml/d) input as +ve 2033-34: 12.2576; Gains in Water Available For Use / Savings in Demand under the selected programme (Ml/d) input as +ve 2034-35: 6.0553; Gains in Water Available For Use / Savings in Demand under the selected programme (Ml/d) input as +ve 2035-36: 9.9074; Gains in Water Available For Use / Savings in Demand under the selected programme (Ml/d) input as +ve 2036-37: 10.8011; Gains in Water Available For Use / Savings in Demand under the selected programme (Ml/d) input as +ve 2037-38: 12.115; Gains in Water Available For Use / Savings in Demand under the selected programme (Ml/d) input as +ve 2038-39: 13.7331; Gains in Water Available For Use / Savings in Demand under the selected programme (Ml/d) input as +ve 2039-40: 0; Gains in Water Available For Use / Savings in Demand under the selected programme (Ml/d) input as +ve 2040-41: 0; Gains in Water Available For Use / Savings in Demand under the selected programme (Ml/d) input as +ve 2041-42: 0; Gains in Water Available For Use / Savings in Demand under the selected programme (Ml/d) input as +ve 2042-43: 0; Gains in Water Available For Use / Savings in Demand under the selected programme (Ml/d) input as +ve 2043-44: 0; Gains in Water Available For Use / Savings in Demand under the selected programme (Ml/d) input as +ve 2044-45: 0; Gains in Water Available For Use / Savings in Demand under the selected programme (Ml/d) input as +ve 2045-46: 0; Gains in Water Available For Use / Savings in Demand under the selected programme (Ml/d) input as +ve 2046-47: 0; Gains in Water Available For Use / Savings in Demand under the selected programme (Ml/d) input as +ve 2047-48: 0; Gains in Water Available For Use / Savings in Demand under the selected programme (Ml/d) input as +ve 2048-49: 0; Gains in Water Available For Use / Savings in Demand under the selected programme (Ml/d) input as +ve 2049-50: 0; Gains in Water Available For Use / Savings in Demand under the selected programme (Ml/d) input as +ve 2050-51: 0; Gains in Water Available For Use / Savings in Demand under the selected programme (Ml/d) input as +ve 2051-52: 0; Gains in Water Available For Use / Savings in Demand under the selected programme (Ml/d) input as +ve 2052-53: 0; Gains in Water Available For Use / Savings in Demand under the selected programme (Ml/d) input as +ve 2053-54: 0; Gains in Water Available For Use / Savings in Demand under the selected programme (Ml/d) input as +ve 2054-55: 0; Gains in Water Available For Use / Savings in Demand under the selected programme (Ml/d) input as +ve 2055-56: 0; Gains in Water Available For Use / Savings in Demand under the selected programme (Ml/d) input as +ve 2056-57: 0; Gains in Water Available For Use / Savings in Demand under the selected programme (Ml/d) input as +ve 2057-58: 0; Gains in Water Available For Use / Savings in Demand under the selected programme (Ml/d) input as +ve 2058-59: 0; Gains in Water Available For Use / Savings in Demand under the selected programme (Ml/d) input as +ve 2059-60: 0; Gains in Water Available For Use / Savings in Demand under the selected programme (Ml/d) input as +ve 2060-61: 0; Gains in Water Available For Use / Savings in Demand under the selected programme (Ml/d) input as +ve 2061-62: 0; Gains in Water Available For Use / Savings in Demand under the selected programme (Ml/d) input as +ve 2062-63: 0; Gains in Water Available For Use / Savings in Demand under the selected programme (Ml/d) input as +ve 2063-64: 0; Gains in Water Available For Use / Savings in Demand under the selected programme (Ml/d) input as +ve 2064-65: 0; Gains in Water Available For Use / Savings in Demand under the selected programme (Ml/d) input as +ve 2065-66: 0; Gains in Water Available For Use / Savings in Demand under the selected programme (Ml/d) input as +ve 2066-67: 0; Gains in Water Available For Use / Savings in Demand under the selected programme (Ml/d) input as +ve 2067-68: 0; Gains in Water Available For Use / Savings in Demand under the selected programme (Ml/d) input as +ve 2068-69: 0; Gains in Water Available For Use / Savings in Demand under the selected programme (Ml/d) input as +ve 2069-70: 0; Gains in Water Available For Use / Savings in Demand under the selected programme (Ml/d) input as +ve 2070-71: 0; Gains in Water Available For Use / Savings in Demand under the selected programme (Ml/d) input as +ve 2071-72: 0; Gains in Water Available For Use / Savings in Demand under the selected programme (Ml/d) input as +ve 2072-73: 0; Gains in Water Available For Use / Savings in Demand under the selected programme (Ml/d) input as +ve 2073-74: 0; Gains in Water Available For Use / Savings in Demand under the selected programme (Ml/d) input as +ve 2074-75: 0
52cA | Bulk import (HSE): PWC Source A to Eastleigh WSR Extension (30Ml/d) | SWS_pw2moor_extension | External potable bulk supply/transfer | Distribution Options | N | Alternative Plan 1 | PWSPRT | Ml/d | 2 | Gains in Water Available For Use / Savings in Demand under the selected programme (Ml/d) input as +ve 2029-30: -15; Gains in Water Available For Use / Savings in Demand under the selected programme (Ml/d) input as +ve 2030-31: -15; Gains in Water Available For Use / Savings in Demand under the selected programme (Ml/d) input as +ve 2031-32: -15; Gains in Water Available For Use / Savings in Demand under the selected programme (Ml/d) input as +ve 2032-33: -14.2443; Gains in Water Available For Use / Savings in Demand under the selected programme (Ml/d) input as +ve 2033-34: -12.2576; Gains in Water Available For Use / Savings in Demand under the selected programme (Ml/d) input as +ve 2034-35: -6.0553; Gains in Water Available For Use / Savings in Demand under the selected programme (Ml/d) input as +ve 2035-36: -9.9074; Gains in Water Available For Use / Savings in Demand under the selected programme (Ml/d) input as +ve 2036-37: -10.8011; Gains in Water Available For Use / Savings in Demand under the selected programme (Ml/d) input as +ve 2037-38: -12.115; Gains in Water Available For Use / Savings in Demand under the selected programme (Ml/d) input as +ve 2038-39: -13.7331; Gains in Water Available For Use / Savings in Demand under the selected programme (Ml/d) input as +ve 2039-40: 0; Gains in Water Available For Use / Savings in Demand under the selected programme (Ml/d) input as +ve 2040-41: 0; Gains in Water Available For Use / Savings in Demand under the selected programme (Ml/d) input as +ve 2041-42: 0; Gains in Water Available For Use / Savings in Demand under the selected programme (Ml/d) input as +ve 2042-43: 0; Gains in Water Available For Use / Savings in Demand under the selected programme (Ml/d) input as +ve 2043-44: 0; Gains in Water Available For Use / Savings in Demand under the selected programme (Ml/d) input as +ve 2044-45: 0; Gains in Water Available For Use / Savings in Demand under the selected programme (Ml/d) input as +ve 2045-46: 0; Gains in Water Available For Use / Savings in Demand under the selected programme (Ml/d) input as +ve 2046-47: 0; Gains in Water Available For Use / Savings in Demand under the selected programme (Ml/d) input as +ve 2047-48: 0; Gains in Water Available For Use / Savings in Demand under the selected programme (Ml/d) input as +ve 2048-49: 0; Gains in Water Available For Use / Savings in Demand under the selected programme (Ml/d) input as +ve 2049-50: 0; Gains in Water Available For Use / Savings in Demand under the selected programme (Ml/d) input as +ve 2050-51: 0; Gains in Water Available For Use / Savings in Demand under the selected programme (Ml/d) input as +ve 2051-52: 0; Gains in Water Available For Use / Savings in Demand under the selected programme (Ml/d) input as +ve 2052-53: 0; Gains in Water Available For Use / Savings in Demand under the selected programme (Ml/d) input as +ve 2053-54: 0; Gains in Water Available For Use / Savings in Demand under the selected programme (Ml/d) input as +ve 2054-55: 0; Gains in Water Available For Use / Savings in Demand under the selected programme (Ml/d) input as +ve 2055-56: 0; Gains in Water Available For Use / Savings in Demand under the selected programme (Ml/d) input as +ve 2056-57: 0; Gains in Water Available For Use / Savings in Demand under the selected programme (Ml/d) input as +ve 2057-58: 0; Gains in Water Available For Use / Savings in Demand under the selected programme (Ml/d) input as +ve 2058-59: 0; Gains in Water Available For Use / Savings in Demand under the selected programme (Ml/d) input as +ve 2059-60: 0; Gains in Water Available For Use / Savings in Demand under the selected programme (Ml/d) input as +ve 2060-61: 0; Gains in Water Available For Use / Savings in Demand under the selected programme (Ml/d) input as +ve 2061-62: 0; Gains in Water Available For Use / Savings in Demand under the selected programme (Ml/d) input as +ve 2062-63: 0; Gains in Water Available For Use / Savings in Demand under the selected programme (Ml/d) input as +ve 2063-64: 0; Gains in Water Available For Use / Savings in Demand under the selected programme (Ml/d) input as +ve 2064-65: 0; Gains in Water Available For Use / Savings in Demand under the selected programme (Ml/d) input as +ve 2065-66: 0; Gains in Water Available For Use / Savings in Demand under the selected programme (Ml/d) input as +ve 2066-67: 0; Gains in Water Available For Use / Savings in Demand under the selected programme (Ml/d) input as +ve 2067-68: 0; Gains in Water Available For Use / Savings in Demand under the selected programme (Ml/d) input as +ve 2068-69: 0; Gains in Water Available For Use / Savings in Demand under the selected programme (Ml/d) input as +ve 2069-70: 0; Gains in Water Available For Use / Savings in Demand under the selected programme (Ml/d) input as +ve 2070-71: 0; Gains in Water Available For Use / Savings in Demand under the selected programme (Ml/d) input as +ve 2071-72: 0; Gains in Water Available For Use / Savings in Demand under the selected programme (Ml/d) input as +ve 2072-73: 0; Gains in Water Available For Use / Savings in Demand under the selected programme (Ml/d) input as +ve 2073-74: 0; Gains in Water Available For Use / Savings in Demand under the selected programme (Ml/d) input as +ve 2074-75: 0
52cA | Bulk import (SNZ): PWC to Pulborough (15Ml/d) | SWS_pw2pul | External potable bulk supply/transfer | Distribution Options | N | Alternative Plan 1 | SWSSNT | Ml/d | 2 |  |  | 0 | 0 | 0 | 0 | 0 | 0 | 0 | 0 | 0 | 0 | 0 | 0 | 0 | 0 | 0 | 0 | 0 | 0 | 0 | 0 | 0 | 0 | 0 | 0 | 0 | 0 | 0 | 0 | 0 | 0 | 0 | 0 | 0 | 0 | 0 | 0 | 0 | 0 | 0 | 0 | 0 | 0 | 0 | 0 | 0 | 0 | 0 | 0 | 0 | 0 | 0 | 0 | 0 | 0
52cA | Bulk import (SNZ): PWC to Pulborough (15Ml/d) | SWS_pw2pul | External potable bulk supply/transfer | Distribution Options | N | Alternative Plan 1 | PWSPRT | Ml/d | 2 |  |  | 0 | 0 | 0 | 0 | 0 | 0 | 0 | 0 | 0 | 0 | 0 | 0 | 0 | 0 | 0 | 0 | 0 | 0 | 0 | 0 | 0 | 0 | 0 | 0 | 0 | 0 | 0 | 0 | 0 | 0 | 0 | 0 | 0 | 0 | 0 | 0 | 0 | 0 | 0 | 0 | 0 | 0 | 0 | 0 | 0 | 0 | 0 | 0 | 0 | 0 | 0 | 0 | 0 | 0
52cA | Bulk import (SNZ): PWC to Pulborough extension (15Ml/d) | SWS_pw2pul_extension | External potable bulk supply/transfer | Distribution Options | N | Alternative Plan 1 | SWSSNT | Ml/d | 2 | [7 empty] | 15 | 15 | 15 | 15 | 15 | 15 | 15 | 15 | 15 | 15 | 15 | 15 | 15 | 15 | 15 | 4.9352 | 4.0101 | 0 | 0 | 0 | 0 | 0 | 0 | 0 | 0 | 0 | 0 | 0 | 0 | 0 | 0 | 0 | 0 | 0 | 0 | 0 | 0 | 0 | 0 | 0 | 0 | 0 | 0 | 0 | 0 | 0 | 0 | 0 | 0
52cA | Bulk import (SNZ): PWC to Pulborough extension (15Ml/d) | SWS_pw2pul_extension | External potable bulk supply/transfer | Distribution Options | N | Alternative Plan 1 | PWSPRT | Ml/d | 2 | [7 empty] | -15 | -15 | -15 | -15 | -15 | -15 | -15 | -15 | -15 | -15 | -15 | -15 | -15 | -15 | -15 | -4.9352 | -4.0101 | 0 | 0 | 0 | 0 | 0 | 0 | 0 | 0 | 0 | 0 | 0 | 0 | 0 | 0 | 0 | 0 | 0 | 0 | 0 | 0 | 0 | 0 | 0 | 0 | 0 | 0 | 0 | 0 | 0 | 0 | 0 | 0
52cA | Bulk import (HSE): PWC Source A to Otterbourne WSW (21Ml/d) | SWS_pwcgm1 | External potable bulk supply/transfer | Distribution Options | N | Alternative Plan 1 | SWSHSE | Ml/d | 2 | Gains in Water Available For Use / Savings in Demand under the selected programme (Ml/d) input as +ve 2031-32: 21; Gains in Water Available For Use / Savings in Demand under the selected programme (Ml/d) input as +ve 2032-33: 21; Gains in Water Available For Use / Savings in Demand under the selected programme (Ml/d) input as +ve 2033-34: 21; Gains in Water Available For Use / Savings in Demand under the selected programme (Ml/d) input as +ve 2034-35: 21; Gains in Water Available For Use / Savings in Demand under the selected programme (Ml/d) input as +ve 2035-36: 21; Gains in Water Available For Use / Savings in Demand under the selected programme (Ml/d) input as +ve 2036-37: 21; Gains in Water Available For Use / Savings in Demand under the selected programme (Ml/d) input as +ve 2037-38: 21; Gains in Water Available For Use / Savings in Demand under the selected programme (Ml/d) input as +ve 2038-39: 21; Gains in Water Available For Use / Savings in Demand under the selected programme (Ml/d) input as +ve 2039-40: 21; Gains in Water Available For Use / Savings in Demand under the selected programme (Ml/d) input as +ve 2040-41: 21; Gains in Water Available For Use / Savings in Demand under the selected programme (Ml/d) input as +ve 2041-42: 21; Gains in Water Available For Use / Savings in Demand under the selected programme (Ml/d) input as +ve 2042-43: 21; Gains in Water Available For Use / Savings in Demand under the selected programme (Ml/d) input as +ve 2043-44: 21; Gains in Water Available For Use / Savings in Demand under the selected programme (Ml/d) input as +ve 2044-45: 21; Gains in Water Available For Use / Savings in Demand under the selected programme (Ml/d) input as +ve 2045-46: 21; Gains in Water Available For Use / Savings in Demand under the selected programme (Ml/d) input as +ve 2046-47: 21; Gains in Water Available For Use / Savings in Demand under the selected programme (Ml/d) input as +ve 2047-48: 21; Gains in Water Available For Use / Savings in Demand under the selected programme (Ml/d) input as +ve 2048-49: 21; Gains in Water Available For Use / Savings in Demand under the selected programme (Ml/d) input as +ve 2049-50: 21; Gains in Water Available For Use / Savings in Demand under the selected programme (Ml/d) input as +ve 2050-51: 21; Gains in Water Available For Use / Savings in Demand under the selected programme (Ml/d) input as +ve 2051-52: 21; Gains in Water Available For Use / Savings in Demand under the selected programme (Ml/d) input as +ve 2052-53: 21; Gains in Water Available For Use / Savings in Demand under the selected programme (Ml/d) input as +ve 2053-54: 21; Gains in Water Available For Use / Savings in Demand under the selected programme (Ml/d) input as +ve 2054-55: 21; Gains in Water Available For Use / Savings in Demand under the selected programme (Ml/d) input as +ve 2055-56: 21; Gains in Water Available For Use / Savings in Demand under the selected programme (Ml/d) input as +ve 2056-57: 21; Gains in Water Available For Use / Savings in Demand under the selected programme (Ml/d) input as +ve 2057-58: 21; Gains in Water Available For Use / Savings in Demand under the selected programme (Ml/d) input as +ve 2058-59: 21; Gains in Water Available For Use / Savings in Demand under the selected programme (Ml/d) input as +ve 2059-60: 21; Gains in Water Available For Use / Savings in Demand under the selected programme (Ml/d) input as +ve 2060-61: 21; Gains in Water Available For Use / Savings in Demand under the selected programme (Ml/d) input as +ve 2061-62: 21; Gains in Water Available For Use / Savings in Demand under the selected programme (Ml/d) input as +ve 2062-63: 21; Gains in Water Available For Use / Savings in Demand under the selected programme (Ml/d) input as +ve 2063-64: 21; Gains in Water Available For Use / Savings in Demand under the selected programme (Ml/d) input as +ve 2064-65: 21; Gains in Water Available For Use / Savings in Demand under the selected programme (Ml/d) input as +ve 2065-66: 21; Gains in Water Available For Use / Savings in Demand under the selected programme (Ml/d) input as +ve 2066-67: 21; Gains in Water Available For Use / Savings in Demand under the selected programme (Ml/d) input as +ve 2067-68: 21; Gains in Water Available For Use / Savings in Demand under the selected programme (Ml/d) input as +ve 2068-69: 21; Gains in Water Available For Use / Savings in Demand under the selected programme (Ml/d) input as +ve 2069-70: 21; Gains in Water Available For Use / Savings in Demand under the selected programme (Ml/d) input as +ve 2070-71: 21; Gains in Water Available For Use / Savings in Demand under the selected programme (Ml/d) input as +ve 2071-72: 21; Gains in Water Available For Use / Savings in Demand under the selected programme (Ml/d) input as +ve 2072-73: 21; Gains in Water Available For Use / Savings in Demand under the selected programme (Ml/d) input as +ve 2073-74: 21; Gains in Water Available For Use / Savings in Demand under the selected programme (Ml/d) input as +ve 2074-75: 21
52cA | Bulk import (HSE): PWC Source A to Otterbourne WSW (21Ml/d) | SWS_pwcgm1 | External potable bulk supply/transfer | Distribution Options | N | Alternative Plan 1 | PWSPRT | Ml/d | 2 | Gains in Water Available For Use / Savings in Demand under the selected programme (Ml/d) input as +ve 2031-32: -21; Gains in Water Available For Use / Savings in Demand under the selected programme (Ml/d) input as +ve 2032-33: -21; Gains in Water Available For Use / Savings in Demand under the selected programme (Ml/d) input as +ve 2033-34: -21; Gains in Water Available For Use / Savings in Demand under the selected programme (Ml/d) input as +ve 2034-35: -21; Gains in Water Available For Use / Savings in Demand under the selected programme (Ml/d) input as +ve 2035-36: -21; Gains in Water Available For Use / Savings in Demand under the selected programme (Ml/d) input as +ve 2036-37: -21; Gains in Water Available For Use / Savings in Demand under the selected programme (Ml/d) input as +ve 2037-38: -21; Gains in Water Available For Use / Savings in Demand under the selected programme (Ml/d) input as +ve 2038-39: -21; Gains in Water Available For Use / Savings in Demand under the selected programme (Ml/d) input as +ve 2039-40: -21; Gains in Water Available For Use / Savings in Demand under the selected programme (Ml/d) input as +ve 2040-41: -21; Gains in Water Available For Use / Savings in Demand under the selected programme (Ml/d) input as +ve 2041-42: -21; Gains in Water Available For Use / Savings in Demand under the selected programme (Ml/d) input as +ve 2042-43: -21; Gains in Water Available For Use / Savings in Demand under the selected programme (Ml/d) input as +ve 2043-44: -21; Gains in Water Available For Use / Savings in Demand under the selected programme (Ml/d) input as +ve 2044-45: -21; Gains in Water Available For Use / Savings in Demand under the selected programme (Ml/d) input as +ve 2045-46: -21; Gains in Water Available For Use / Savings in Demand under the selected programme (Ml/d) input as +ve 2046-47: -21; Gains in Water Available For Use / Savings in Demand under the selected programme (Ml/d) input as +ve 2047-48: -21; Gains in Water Available For Use / Savings in Demand under the selected programme (Ml/d) input as +ve 2048-49: -21; Gains in Water Available For Use / Savings in Demand under the selected programme (Ml/d) input as +ve 2049-50: -21; Gains in Water Available For Use / Savings in Demand under the selected programme (Ml/d) input as +ve 2050-51: -21; Gains in Water Available For Use / Savings in Demand under the selected programme (Ml/d) input as +ve 2051-52: -21; Gains in Water Available For Use / Savings in Demand under the selected programme (Ml/d) input as +ve 2052-53: -21; Gains in Water Available For Use / Savings in Demand under the selected programme (Ml/d) input as +ve 2053-54: -21; Gains in Water Available For Use / Savings in Demand under the selected programme (Ml/d) input as +ve 2054-55: -21; Gains in Water Available For Use / Savings in Demand under the selected programme (Ml/d) input as +ve 2055-56: -21; Gains in Water Available For Use / Savings in Demand under the selected programme (Ml/d) input as +ve 2056-57: -21; Gains in Water Available For Use / Savings in Demand under the selected programme (Ml/d) input as +ve 2057-58: -21; Gains in Water Available For Use / Savings in Demand under the selected programme (Ml/d) input as +ve 2058-59: -21; Gains in Water Available For Use / Savings in Demand under the selected programme (Ml/d) input as +ve 2059-60: -21; Gains in Water Available For Use / Savings in Demand under the selected programme (Ml/d) input as +ve 2060-61: -21; Gains in Water Available For Use / Savings in Demand under the selected programme (Ml/d) input as +ve 2061-62: -21; Gains in Water Available For Use / Savings in Demand under the selected programme (Ml/d) input as +ve 2062-63: -21; Gains in Water Available For Use / Savings in Demand under the selected programme (Ml/d) input as +ve 2063-64: -21; Gains in Water Available For Use / Savings in Demand under the selected programme (Ml/d) input as +ve 2064-65: -21; Gains in Water Available For Use / Savings in Demand under the selected programme (Ml/d) input as +ve 2065-66: -21; Gains in Water Available For Use / Savings in Demand under the selected programme (Ml/d) input as +ve 2066-67: -21; Gains in Water Available For Use / Savings in Demand under the selected programme (Ml/d) input as +ve 2067-68: -21; Gains in Water Available For Use / Savings in Demand under the selected programme (Ml/d) input as +ve 2068-69: -21; Gains in Water Available For Use / Savings in Demand under the selected programme (Ml/d) input as +ve 2069-70: -21; Gains in Water Available For Use / Savings in Demand under the selected programme (Ml/d) input as +ve 2070-71: -21; Gains in Water Available For Use / Savings in Demand under the selected programme (Ml/d) input as +ve 2071-72: -21; Gains in Water Available For Use / Savings in Demand under the selected programme (Ml/d) input as +ve 2072-73: -21; Gains in Water Available For Use / Savings in Demand under the selected programme (Ml/d) input as +ve 2073-74: -21; Gains in Water Available For Use / Savings in Demand under the selected programme (Ml/d) input as +ve 2074-75: -21
52dA | Resilience change from 1 in 500 to 1 in 200 for PWSPRT | PRT_PRT_200_los resilience | Change in levels of service | Customer Options | N | Alternative Plan 2 | PWSPRT | Ml/d | 2 | Gains in Water Available For Use / Savings in Demand under the selected programme (Ml/d) input as +ve 2021-22: 8.731; Gains in Water Available For Use / Savings in Demand under the selected programme (Ml/d) input as +ve 2022-23: 8.7139; Gains in Water Available For Use / Savings in Demand under the selected programme (Ml/d) input as +ve 2023-24: 8.6968; Gains in Water Available For Use / Savings in Demand under the selected programme (Ml/d) input as +ve 2024-25: 8.6796; Gains in Water Available For Use / Savings in Demand under the selected programme (Ml/d) input as +ve 2025-26: 8.6625; Gains in Water Available For Use / Savings in Demand under the selected programme (Ml/d) input as +ve 2026-27: 8.6454; Gains in Water Available For Use / Savings in Demand under the selected programme (Ml/d) input as +ve 2027-28: 8.6282; Gains in Water Available For Use / Savings in Demand under the selected programme (Ml/d) input as +ve 2028-29: 8.6111; Gains in Water Available For Use / Savings in Demand under the selected programme (Ml/d) input as +ve 2029-30: 8.594; Gains in Water Available For Use / Savings in Demand under the selected programme (Ml/d) input as +ve 2030-31: 8.5769; Gains in Water Available For Use / Savings in Demand under the selected programme (Ml/d) input as +ve 2031-32: 8.5597; Gains in Water Available For Use / Savings in Demand under the selected programme (Ml/d) input as +ve 2032-33: 8.5426; Gains in Water Available For Use / Savings in Demand under the selected programme (Ml/d) input as +ve 2033-34: 8.5255; Gains in Water Available For Use / Savings in Demand under the selected programme (Ml/d) input as +ve 2034-35: 8.5084; Gains in Water Available For Use / Savings in Demand under the selected programme (Ml/d) input as +ve 2035-36: 8.4913; Gains in Water Available For Use / Savings in Demand under the selected programme (Ml/d) input as +ve 2036-37: 8.4741; Gains in Water Available For Use / Savings in Demand under the selected programme (Ml/d) input as +ve 2037-38: 8.457; Gains in Water Available For Use / Savings in Demand under the selected programme (Ml/d) input as +ve 2038-39: 8.4399
52dA | AMI / Smart metering - Infrastructure - Company - High+ | PRT_PRT_EF-CRE_ALL_ALL_ami_infra high+ | Other water efficiency | Customer Options | N | Alternative Plan 2 | PWSPRT | Ml/d | 2 | [6 empty] | 0 | 0 | 0 | 0 | 0 | 0 | 0 | 0 | 0 | 0 | 0 | 0 | 0 | 0 | 0 | 0 | 0 | 0 | 0 | 0 | 0 | 0 | 0 | 0 | 0 | 0 | 0 | 0 | 0 | 0 | 0 | 0 | 0 | 0 | 0 | 0 | 0 | 0 | 0 | 0 | 0 | 0 | 0 | 0 | 0 | 0 | 0 | 0 | 0 | 0
52dA | AMI / Smart metering - Household - Company - High+ | PRT_PRT_EF-CRE_ALL_ALL_ami_smrt_m_hh high+ | Metering other selective | Customer Options | N | Alternative Plan 2 | PWSPRT | Ml/d | 2 | [6 empty] | 0 | 0.0223 | 0.1907 | 0.4771 | 0.8777 | 1.3454 | 1.7949 | 2.2715 | 3.2607 | 3.4032 | 3.4032 | 3.4032 | 3.4032 | 3.4032 | 3.4032 | 3.4032 | 3.4032 | 3.4032 | 3.4032 | 3.4032 | 3.4032 | 3.4032 | 3.4032 | 3.4032 | 3.4032 | 3.4032 | 3.4032 | 3.4032 | 3.4032 | 3.4032 | 3.4032 | 3.4032 | 3.4032 | 3.4032 | 3.4032 | 3.4032 | 3.4032 | 3.4032 | 3.4032 | 3.4032 | 3.4032 | 3.4032 | 3.4032 | 3.4032 | 3.4032 | 3.4032 | 3.4032 | 3.4032 | 3.4032 | 3.4032
52dA | AMI / Smart metering - Non-Household - Company - High+ | PRT_PRT_EF-CRE_ALL_ALL_ami_smrt_m_nhh high+ | Metering other selective | Customer Options | N | Alternative Plan 2 | PWSPRT | Ml/d | 2 | [6 empty] | 0.374 | 1.4961 | 2.5086 | 2.9729 | 3.424 | 3.4936 | 3.5632 | 3.6327 | 3.6771 | 3.6771 | 3.6771 | 3.6771 | 3.6771 | 3.6771 | 3.6771 | 3.6771 | 3.6771 | 3.6771 | 3.6771 | 3.6771 | 3.6771 | 3.6771 | 3.6771 | 3.6771 | 3.6771 | 3.6771 | 3.6771 | 3.6771 | 3.6771 | 3.6771 | 3.6771 | 3.6771 | 3.6771 | 3.6771 | 3.6771 | 3.6771 | 3.6771 | 3.6771 | 3.6771 | 3.6771 | 3.6771 | 3.6771 | 3.6771 | 3.6771 | 3.6771 | 3.6771 | 3.6771 | 3.6771 | 3.6771 | 3.6771
52dA | Compulsory metering – Household - Company - High+ | PRT_PRT_EF-CRE_ALL_ALL_comp metering high+ | Metering compulsory | Customer Options | N | Alternative Plan 2 | PWSPRT | Ml/d | 2 | [6 empty] | 0 | 0.1041 | 0.8888 | 2.2231 | 4.0895 | 6.2682 | 8.3622 | 9.9894 | 9.9894 | 9.9894 | 9.9894 | 9.9894 | 9.9894 | 9.9894 | 9.9894 | 9.9894 | 9.9894 | 9.9894 | 9.9894 | 9.9894 | 9.9894 | 9.9894 | 9.9894 | 9.9894 | 9.9894 | 9.9894 | 9.9894 | 9.9894 | 9.9894 | 9.9894 | 9.9894 | 9.9894 | 9.9894 | 9.9894 | 9.9894 | 9.9894 | 9.9894 | 9.9894 | 9.9894 | 9.9894 | 9.9894 | 9.9894 | 9.9894 | 9.9894 | 9.9894 | 9.9894 | 9.9894 | 9.9894 | 9.9894 | 9.9894
52dA | Pressure control device - Company - High+ | PRT_PRT_EF-CRE_ALL_ALL_hh_pressure high+ | Retrofitting indoor water efficiency devices | Customer Options | N | Alternative Plan 2 | PWSPRT | Ml/d | 2 | [6 empty] | 0.0015 | 0.0031 | 0.0047 | 0.0063 | 0.008 | 0.0271 | 0.0463 | 0.0655 | 0.0847 | 0.104 | 0.152 | 0.152 | 0.152 | 0.152 | 0.152 | 0.344 | 0.344 | 0.344 | 0.344 | 0.344 | 0.344 | 0.344 | 0.344 | 0.344 | 0.344 | 0.344 | 0.344 | 0.344 | 0.344 | 0.344 | 0.344 | 0.344 | 0.344 | 0.344 | 0.344 | 0.344 | 0.344 | 0.344 | 0.344 | 0.344 | 0.344 | 0.344 | 0.344 | 0.344 | 0.344 | 0.344 | 0.344 | 0.344 | 0.344 | 0.344
52dA | Optant metering - Company - High+ | PRT_PRT_EF-CRE_ALL_ALL_optant_meter high+ | Metering optants | Customer Options | N | Alternative Plan 2 | PWSPRT | Ml/d | 2 | [6 empty] | 0.0313 | 0.0563 | 0.0763 | 0.0923 | 0.1051 | 0.1153 | 0.1235 | 0.1235 | 0.1235 | 0.1235 | 0.1235 | 0.1235 | 0.1235 | 0.1235 | 0.1235 | 0.1235 | 0.1235 | 0.1235 | 0.1235 | 0.1235 | 0.1235 | 0.1235 | 0.1235 | 0.1235 | 0.1235 | 0.1235 | 0.1235 | 0.1235 | 0.1235 | 0.1235 | 0.1235 | 0.1235 | 0.1235 | 0.1235 | 0.1235 | 0.1235 | 0.1235 | 0.1235 | 0.1235 | 0.1235 | 0.1235 | 0.1235 | 0.1235 | 0.1235 | 0.1235 | 0.1235 | 0.1235 | 0.1235 | 0.1235 | 0.1235
52dA | Government-led Demand Reduction - Profile C+ (Portsmouth Water) | PRT_PRT_EF-LKR_ALL_ALL_dmp prt gov c+2 | Other water efficiency | Customer Options | N | Alternative Plan 2 | PWSPRT | Ml/d | 2 | [6 empty] | 0.30422 | 0.61533 | 0.9344 | 1.2609 | 1.5953 | 2.2574 | 2.9331 | 3.6194 | 4.3096 | 5.0528 | 6.4408 | 7.8406 | 9.2485 | 10.6642 | 12.0874 | 13.1848 | 14.2911 | 15.4097 | 16.541 | 17.6864 | 18.4876 | 19.2915 | 20.1021 | 20.9243 | 21.7566 | 21.867 | 21.9131 | 21.9564 | 21.9978 | 22.0373 | 22.0752 | 22.1102 | 22.1455 | 22.182 | 22.2187 | 22.2547 | 22.291 | 22.3278 | 22.3645 | 22.3997 | 22.434 | 22.4683 | 22.5039 | 22.5405 | 22.577 | 22.6142 | 22.6507 | 22.6884 | 22.726 | 22.7644
52cA | Leakage reduction - Active Leakage Control - Company - High+ | PRT_PRT_EF-LKR_ALL_ALL_leakage_alc high+ | Active leakage management | Distribution Options | N | Alternative Plan 2 | PWSPRT | Ml/d | 2 | [6 empty] | 1.9954 | 1.5687 | 1.662 | 2.2518 | 2.3699 | 2.4414 | 2.3459 | 2.2542 | 2.066 | 2.214 | 2.5126 | 2.8613 | 3.21 | 3.5587 | 3.8674 | 3.9274 | 3.9974 | 4.0674 | 4.1274 | 4.1974 | 4.2674 | 4.3374 | 4.3974 | 4.4574 | 4.5274 | 4.5974 | 4.6574 | 4.7174 | 4.7874 | 4.8474 | 4.9074 | 4.9674 | 5.0474 | 5.1174 | 5.1874 | 5.2674 | 5.3374 | 5.4074 | 5.4874 | 5.5574 | 5.6274 | 5.6974 | 5.7674 | 5.8374 | 5.9074 | 5.9774 | 6.0474 | 6.1174 | 6.1874 | 6.2574
52cA | Leakage reduction - Customer engagement / education / incentives - Non-Household - Company - High+ | PRT_PRT_EF-LKR_ALL_ALL_leakage_custen high+ | Other leakage control | Distribution Options | N | Alternative Plan 2 | PWSPRT | Ml/d | 2 | [6 empty] | 0 | 0 | 0 | 0 | 0 | 0.0126 | 0.0252 | 0.0378 | 0.0504 | 0.063 | 0.0756 | 0.0882 | 0.1008 | 0.1134 | 0.126 | 0.1386 | 0.1512 | 0.1638 | 0.1764 | 0.189 | 0.2016 | 0.2142 | 0.2268 | 0.2394 | 0.252 | 0.2646 | 0.2772 | 0.2898 | 0.3 | 0.3 | 0.3 | 0.3 | 0.3 | 0.3 | 0.3 | 0.3 | 0.3 | 0.3 | 0.3 | 0.3 | 0.3 | 0.3 | 0.3 | 0.3 | 0.3 | 0.3 | 0.3 | 0.3 | 0.3 | 0.3
52dA | Household audit - Company - High+ | PRT_PRT_EF-WEF_ALL_ALL_audit_hh high+ | Household water audit | Customer Options | N | Alternative Plan 2 | PWSPRT | Ml/d | 2 | [6 empty] | 0.085 | 0.17 | 0.255 | 0.3314 | 0.3994 | 0.459 | 0.51 | 0.5524 | 0.5864 | 0.5881 | 0.5898 | 0.5915 | 0.5932 | 0.595 | 0.5966 | 0.5983 | 0.6 | 0.6017 | 0.6034 | 0.6051 | 0.6068 | 0.6085 | 0.6102 | 0.612 | 0.6136 | 0.6153 | 0.617 | 0.6187 | 0.6204 | 0.6221 | 0.6238 | 0.6255 | 0.6272 | 0.629 | 0.6306 | 0.6323 | 0.634 | 0.6357 | 0.6374 | 0.6391 | 0.6408 | 0.6425 | 0.6442 | 0.646 | 0.6476 | 0.6493 | 0.651 | 0.6527 | 0.6544 | 0.6561
52dA | Non-household audit - Company - High+ | PRT_PRT_EF-WEF_ALL_ALL_audit_nhh high+ | Non-household water audit | Customer Options | N | Alternative Plan 2 | PWSPRT | Ml/d | 2 | [6 empty] | 0.0027 | 0.0054 | 0.0082 | 0.0109 | 0.0137 | 0.0164 | 0.0191 | 0.0219 | 0.0246 | 0.0274 | 0.0301 | 0.0301 | 0.0301 | 0.0301 | 0.0301 | 0.0301 | 0.0301 | 0.0301 | 0.0301 | 0.0301 | 0.0301 | 0.0301 | 0.0301 | 0.0301 | 0.0301 | 0.0301 | 0.0301 | 0.0301 | 0.0301 | 0.0301 | 0.0301 | 0.0301 | 0.0301 | 0.0301 | 0.0301 | 0.0301 | 0.0301 | 0.0301 | 0.0301 | 0.0301 | 0.0301 | 0.0301 | 0.0301 | 0.0301 | 0.0301 | 0.0301 | 0.0301 | 0.0301 | 0.0301 | 0.0301
52dA | Awareness campaign: community - Company - High+ | PRT_PRT_EF-WEF_ALL_ALL_awareness high+ | Retrofitting indoor water efficiency devices | Customer Options | N | Alternative Plan 2 | PWSPRT | Ml/d | 2 | [6 empty] | 0.2887 | 0.5775 | 0.8663 | 1.1551 | 1.444 | 1.7327 | 2.0215 | 2.3103 | 2.5991 | 2.888 | 2.902 | 2.916 | 2.903 | 2.945 | 2.959 | 2.974 | 2.988 | 3.003 | 3.017 | 3.031 | 3.046 | 3.06 | 3.0751 | 3.0896 | 3.104 | 3.1185 | 3.133 | 3.1473 | 3.1617 | 3.1762 | 3.1906 | 3.2051 | 3.2195 | 3.234 | 3.2484 | 3.2628 | 3.2773 | 3.2197 | 3.3061 | 3.3206 | 3.335 | 3.3495 | 3.364 | 3.3783 | 3.3928 | 3.4072 | 3.4217 | 3.4361 | 3.4505 | 3.465
52dA | Multi- channel proactive coms - Company - High+ | PRT_PRT_EF-WEF_ALL_ALL_comms high+ | Retrofitting indoor water efficiency devices | Customer Options | N | Alternative Plan 2 | PWSPRT | Ml/d | 2 | [6 empty] | 0.0604 | 0.1208 | 0.1813 | 0.2418 | 0.3023 | 0.3627 | 0.4233 | 0.4837 | 0.5442 | 0.6047 | 0.6652 | 0.7256 | 0.7256 | 0.7256 | 0.7256 | 0.7256 | 0.7256 | 0.7256 | 0.7256 | 0.7256 | 0.7256 | 0.7256 | 0.7256 | 0.7256 | 0.7256 | 0.7256 | 0.7256 | 0.7256 | 0.7256 | 0.7256 | 0.7256 | 0.7256 | 0.7256 | 0.7256 | 0.7256 | 0.7256 | 0.7256 | 0.7256 | 0.7256 | 0.7256 | 0.7256 | 0.7256 | 0.7256 | 0.7256 | 0.7256 | 0.7256 | 0.7256 | 0.7256 | 0.7256 | 0.7256
52dA | Education programme - Company - High+ | PRT_PRT_EF-WEF_ALL_ALL_education high+ | Household water audit | Customer Options | N | Alternative Plan 2 | PWSPRT | Ml/d | 2 | [6 empty] | 0.0113 | 0.0226 | 0.034 | 0.0453 | 0.0566 | 0.068 | 0.0793 | 0.0906 | 0.102 | 0.1133 | 0.1246 | 0.136 | 0.1473 | 0.1577 | 0.17 | 0.1813 | 0.1927 | 0.2041 | 0.2145 | 0.2267 | 0.2381 | 0.2494 | 0.2607 | 0.2721 | 0.2834 | 0.2834 | 0.2834 | 0.2834 | 0.2834 | 0.2834 | 0.2834 | 0.2834 | 0.2834 | 0.2834 | 0.2834 | 0.2834 | 0.2834 | 0.2834 | 0.2834 | 0.2834 | 0.2834 | 0.2834 | 0.2834 | 0.2834 | 0.2834 | 0.2834 | 0.2834 | 0.2834 | 0.2834 | 0.2834
52dA | Retrofit Gadgets - Company - High+ | PRT_PRT_EF-WEF_ALL_ALL_gadgets high+ | Retrofitting indoor water efficiency devices | Customer Options | N | Alternative Plan 2 | PWSPRT | Ml/d | 2 | [6 empty] | 0.0025 | 0.0052 | 0.0078 | 0.0105 | 0.0131 | 0.0157 | 0.0184 | 0.0211 | 0.0236 | 0.0263 | 0.029 | 0.0316 | 0.0342 | 0.0368 | 0.0395 | 0.0422 | 0.0447 | 0.0474 | 0.0501 | 0.0527 | 0.0553 | 0.058 | 0.0606 | 0.0633 | 0.066 | 0.0527 | 0.0553 | 0.058 | 0.0606 | 0.0633 | 0.066 | 0.0685 | 0.0712 | 0.0738 | 0.0765 | 0.0791 | 0.0817 | 0.0844 | 0.0871 | 0.0896 | 0.0923 | 0.095 | 0.0976 | 0.1002 | 0.1028 | 0.1055 | 0.1082 | 0.1107 | 0.1134 | 0.1161
52dA | Introduce innovative tariffs - Company - High+ | PRT_PRT_EF-WEF_ALL_ALL_innovative tariffs high+ | Retrofitting indoor water efficiency devices | Customer Options | N | Alternative Plan 2 | PWSPRT | Ml/d | 2 | [6 empty] | 0 | 0 | 0 | 0 | 0 | 0 | 0 | 0 | 0 | 0 | 2.0133 | 2.0313 | 2.0485 | 2.0645 | 2.0794 | 2.0943 | 2.1091 | 2.1238 | 2.1385 | 2.153 | 2.1675 | 2.1819 | 2.1962 | 2.2104 | 2.2245 | 2.2386 | 2.2455 | 2.2519 | 2.2581 | 2.2641 | 2.2703 | 2.2764 | 2.2825 | 2.2884 | 2.2942 | 2.3001 | 2.3063 | 2.3125 | 2.319 | 2.3256 | 2.3325 | 2.3397 | 2.3468 | 2.3538 | 2.3609 | 2.3677 | 2.3746 | 2.3814 | 2.3882 | 2.3949
52dA | Leak Alarm - Company - High+ | PRT_PRT_EF-WEF_ALL_ALL_leak_alarm high+ | Retrofitting indoor water efficiency devices | Customer Options | N | Alternative Plan 2 | PWSPRT | Ml/d | 2 | [6 empty] | 0.015 | 0.03 | 0.045 | 0.06 | 0.075 | 0.075 | 0.075 | 0.075 | 0.075 | 0.075 | 0.075 | 0.075 | 0.075 | 0.075 | 0.075 | 0.075 | 0.075 | 0.075 | 0.075 | 0.075 | 0.075 | 0.075 | 0.075 | 0.075 | 0.075 | 0.075 | 0.075 | 0.075 | 0.075 | 0.075 | 0.075 | 0.075 | 0.075 | 0.075 | 0.075 | 0.075 | 0.075 | 0.075 | 0.075 | 0.075 | 0.075 | 0.075 | 0.075 | 0.075 | 0.075 | 0.075 | 0.075 | 0.075 | 0.075 | 0.075
52dA | Metering CSL - Company - High+ | PRT_PRT_EF-WEF_ALL_ALL_meter csl high+ | Supply pipe repairs / replacement | Customer Options | N | Alternative Plan 2 | PWSPRT | Ml/d | 2 | [6 empty] | 0 | 0.0875 | 0.7475 | 1.8696 | 3.4393 | 5.2717 | 7.0328 | 8.571 | 9.8887 | 10.0786 | 10.0786 | 10.0786 | 10.0786 | 10.0786 | 10.0786 | 10.0786 | 10.0786 | 10.0786 | 10.0786 | 10.0786 | 10.0786 | 10.0786 | 10.0786 | 10.0786 | 10.0786 | 10.0786 | 10.0786 | 10.0786 | 10.0786 | 10.0786 | 10.0786 | 10.0786 | 10.0786 | 10.0786 | 10.0786 | 10.0786 | 10.0786 | 10.0786 | 10.0786 | 10.0786 | 10.0786 | 10.0786 | 10.0786 | 10.0786 | 10.0786 | 10.0786 | 10.0786 | 10.0786 | 10.0786 | 10.0786
52dA | Community Reward (Waterfit platform) - Company - High+ | PRT_PRT_EF-WEF_ALL_ALL_reduce_consump high+ | Retrofitting indoor water efficiency devices | Customer Options | N | Alternative Plan 2 | PWSPRT | Ml/d | 2 | [6 empty] | 0.044 | 0.088 | 0.132 | 0.176 | 0.22 | 0.264 | 0.308 | 0.352 | 0.396 | 0.44 | 0.484 | 0.528 | 0.572 | 0.616 | 0.66 | 0.704 | 0.748 | 0.792 | 0.836 | 0.88 | 0.924 | 0.968 | 1.012 | 1.056 | 1.1 | 1.1 | 1.1 | 1.1 | 1.1 | 1.1 | 1.1 | 1.1 | 1.1 | 1.1 | 1.1 | 1.1 | 1.1 | 1.1 | 1.1 | 1.1 | 1.1 | 1.1 | 1.1 | 1.1 | 1.1 | 1.1 | 1.1 | 1.1 | 1.1 | 1.1
52dA | Vulnerability - Company - High+ | PRT_PRT_EF-WEF_ALL_ALL_vulnerability high+ | Retrofitting indoor water efficiency devices | Customer Options | N | Alternative Plan 2 | PWSPRT | Ml/d | 2 | [6 empty] | 0.0001 | 0.0003 | 0.0004 | 0.0006 | 0.0008 | 0.001 | 0.0012 | 0.0013 | 0.0015 | 0.0017 | 0.0018 | 0.0021 | 0.0023 | 0.0024 | 0.0026 | 0.0027 | 0.003 | 0.0032 | 0.0033 | 0.0035 | 0.0037 | 0.0038 | 0.0041 | 0.0042 | 0.0044 | 0.0044 | 0.0044 | 0.0044 | 0.0044 | 0.0044 | 0.0044 | 0.0044 | 0.0044 | 0.0044 | 0.0044 | 0.0044 | 0.0044 | 0.0044 | 0.0044 | 0.0044 | 0.0044 | 0.0044 | 0.0044 | 0.0044 | 0.0044 | 0.0044 | 0.0044 | 0.0044 | 0.0044 | 0.0044
52cA | Upgrade Source O Booster to 25Mld | PRT_PRT_HI-ROC_ALL_ALL_Source O booster | Trunk mains renewal/new | Distribution Options | N | Alternative Plan 2 | PWSPRT | Ml/d | 2 | Gains in Water Available For Use / Savings in Demand under the selected programme (Ml/d) input as +ve 2033-34: 4.1; Gains in Water Available For Use / Savings in Demand under the selected programme (Ml/d) input as +ve 2034-35: 4.1; Gains in Water Available For Use / Savings in Demand under the selected programme (Ml/d) input as +ve 2035-36: 4.1; Gains in Water Available For Use / Savings in Demand under the selected programme (Ml/d) input as +ve 2036-37: 4.1; Gains in Water Available For Use / Savings in Demand under the selected programme (Ml/d) input as +ve 2037-38: 4.1; Gains in Water Available For Use / Savings in Demand under the selected programme (Ml/d) input as +ve 2038-39: 4.1; Gains in Water Available For Use / Savings in Demand under the selected programme (Ml/d) input as +ve 2039-40: 4.1; Gains in Water Available For Use / Savings in Demand under the selected programme (Ml/d) input as +ve 2040-41: 4.1; Gains in Water Available For Use / Savings in Demand under the selected programme (Ml/d) input as +ve 2041-42: 4.1; Gains in Water Available For Use / Savings in Demand under the selected programme (Ml/d) input as +ve 2042-43: 4.1; Gains in Water Available For Use / Savings in Demand under the selected programme (Ml/d) input as +ve 2043-44: 4.1; Gains in Water Available For Use / Savings in Demand under the selected programme (Ml/d) input as +ve 2044-45: 4.1; Gains in Water Available For Use / Savings in Demand under the selected programme (Ml/d) input as +ve 2045-46: 4.1; Gains in Water Available For Use / Savings in Demand under the selected programme (Ml/d) input as +ve 2046-47: 4.1; Gains in Water Available For Use / Savings in Demand under the selected programme (Ml/d) input as +ve 2047-48: 4.1; Gains in Water Available For Use / Savings in Demand under the selected programme (Ml/d) input as +ve 2048-49: 4.1; Gains in Water Available For Use / Savings in Demand under the selected programme (Ml/d) input as +ve 2049-50: 4.1; Gains in Water Available For Use / Savings in Demand under the selected programme (Ml/d) input as +ve 2050-51: 4.1; Gains in Water Available For Use / Savings in Demand under the selected programme (Ml/d) input as +ve 2051-52: 4.1; Gains in Water Available For Use / Savings in Demand under the selected programme (Ml/d) input as +ve 2052-53: 4.1; Gains in Water Available For Use / Savings in Demand under the selected programme (Ml/d) input as +ve 2053-54: 4.1; Gains in Water Available For Use / Savings in Demand under the selected programme (Ml/d) input as +ve 2054-55: 4.1; Gains in Water Available For Use / Savings in Demand under the selected programme (Ml/d) input as +ve 2055-56: 4.1; Gains in Water Available For Use / Savings in Demand under the selected programme (Ml/d) input as +ve 2056-57: 4.1; Gains in Water Available For Use / Savings in Demand under the selected programme (Ml/d) input as +ve 2057-58: 4.1; Gains in Water Available For Use / Savings in Demand under the selected programme (Ml/d) input as +ve 2058-59: 4.1; Gains in Water Available For Use / Savings in Demand under the selected programme (Ml/d) input as +ve 2059-60: 4.1; Gains in Water Available For Use / Savings in Demand under the selected programme (Ml/d) input as +ve 2060-61: 4.1; Gains in Water Available For Use / Savings in Demand under the selected programme (Ml/d) input as +ve 2061-62: 4.1; Gains in Water Available For Use / Savings in Demand under the selected programme (Ml/d) input as +ve 2062-63: 4.1; Gains in Water Available For Use / Savings in Demand under the selected programme (Ml/d) input as +ve 2063-64: 4.1; Gains in Water Available For Use / Savings in Demand under the selected programme (Ml/d) input as +ve 2064-65: 4.1; Gains in Water Available For Use / Savings in Demand under the selected programme (Ml/d) input as +ve 2065-66: 4.1; Gains in Water Available For Use / Savings in Demand under the selected programme (Ml/d) input as +ve 2066-67: 4.1; Gains in Water Available For Use / Savings in Demand under the selected programme (Ml/d) input as +ve 2067-68: 4.1; Gains in Water Available For Use / Savings in Demand under the selected programme (Ml/d) input as +ve 2068-69: 4.1; Gains in Water Available For Use / Savings in Demand under the selected programme (Ml/d) input as +ve 2069-70: 4.1; Gains in Water Available For Use / Savings in Demand under the selected programme (Ml/d) input as +ve 2070-71: 4.1; Gains in Water Available For Use / Savings in Demand under the selected programme (Ml/d) input as +ve 2071-72: 4.1; Gains in Water Available For Use / Savings in Demand under the selected programme (Ml/d) input as +ve 2072-73: 4.1; Gains in Water Available For Use / Savings in Demand under the selected programme (Ml/d) input as +ve 2073-74: 4.1; Gains in Water Available For Use / Savings in Demand under the selected programme (Ml/d) input as +ve 2074-75: 4.1
52aA | Drought Permit: Source S (to 2041) | PRT_PRT_RE-DRP_ALL_ALL_Source S drought | Drought permits/orders | Resource Options | N | Alternative Plan 2 | PWSPRT | Ml/d | 2 |  |  | 3.4 | 3.4 | 3.4 | 3.4 | 3.4 | 3.4 | 3.4 | 3.4 | 3.4 | 3.4 | 3.4 | 3.4 | 3.4 | 3.4 | 3.4 | 3.4 | 3.4 | 3.4 | 3.4 | 3.4 | 0 | 0 | 0 | 0 | 0 | 0 | 0 | 0 | 0 | 0 | 0 | 0 | 0 | 0 | 0 | 0 | 0 | 0 | 0 | 0 | 0 | 0 | 0 | 0 | 0 | 0 | 0 | 0 | 0 | 0 | 0 | 0 | 0 | 0
52dA | Non-essential use bans | PRT_PRT_RE-OTH_ALL_ALL_neubs | Drought - water use restrictions | Customer Options | N | Alternative Plan 2 | PWSPRT | Ml/d | 2 |  |  | 5.3 | 5.3 | 5.3 | 5.3 | 5.3 | 5.3 | 5.3 | 5.3 | 5.3 | 5.3 | 5.3 | 5.3 | 5.3 | 5.3 | 5.3 | 5.3 | 5.3 | 5.3 | 5.3 | 5.3 | 5.3 | 5.3 | 5.3 | 5.3 | 5.3 | 5.3 | 5.3 | 5.3 | 5.3 | 5.3 | 5.3 | 5.3 | 5.3 | 5.3 | 5.3 | 5.3 | 5.3 | 5.3 | 5.3 | 5.3 | 5.3 | 5.3 | 5.3 | 5.3 | 5.3 | 5.3 | 5.3 | 5.3 | 5.3 | 5.3 | 5.3 | 5.3 | 5.3 | 5.3
52dA | Temporary use bans | PRT_PRT_RE-OTH_ALL_ALL_tubs | Drought - water use restrictions | Customer Options | N | Alternative Plan 2 | PWSPRT | Ml/d | 2 |  |  | 13.5 | 13.5 | 13.5 | 13.5 | 13.5 | 13.5 | 13.5 | 13.5 | 13.5 | 13.5 | 13.5 | 13.5 | 13.5 | 13.5 | 13.5 | 13.5 | 13.5 | 13.5 | 13.5 | 13.5 | 13.5 | 13.5 | 13.5 | 13.5 | 13.5 | 13.5 | 13.5 | 13.5 | 13.5 | 13.5 | 13.5 | 13.5 | 13.5 | 13.5 | 13.5 | 13.5 | 13.5 | 13.5 | 13.5 | 13.5 | 13.5 | 13.5 | 13.5 | 13.5 | 13.5 | 13.5 | 13.5 | 13.5 | 13.5 | 13.5 | 13.5 | 13.5 | 13.5 | 13.5
52aA | SRN Pulborough WSW To Havant Thicket: 50Ml/d | PRT_PWE_HI-TFR_TWJ_ALL_SRN Pulborough WSW-havant r 50 | External raw water bulk supply/transfer | Resource Options | N | Alternative Plan 2 | SWSSNT | Ml/d | 2 | Gains in Water Available For Use / Savings in Demand under the selected programme (Ml/d) input as +ve 2055-56: 0; Gains in Water Available For Use / Savings in Demand under the selected programme (Ml/d) input as +ve 2056-57: 0; Gains in Water Available For Use / Savings in Demand under the selected programme (Ml/d) input as +ve 2057-58: 0; Gains in Water Available For Use / Savings in Demand under the selected programme (Ml/d) input as +ve 2058-59: 0; Gains in Water Available For Use / Savings in Demand under the selected programme (Ml/d) input as +ve 2059-60: 0; Gains in Water Available For Use / Savings in Demand under the selected programme (Ml/d) input as +ve 2060-61: 0; Gains in Water Available For Use / Savings in Demand under the selected programme (Ml/d) input as +ve 2061-62: 0; Gains in Water Available For Use / Savings in Demand under the selected programme (Ml/d) input as +ve 2062-63: 0; Gains in Water Available For Use / Savings in Demand under the selected programme (Ml/d) input as +ve 2063-64: 0; Gains in Water Available For Use / Savings in Demand under the selected programme (Ml/d) input as +ve 2064-65: 0; Gains in Water Available For Use / Savings in Demand under the selected programme (Ml/d) input as +ve 2065-66: 0; Gains in Water Available For Use / Savings in Demand under the selected programme (Ml/d) input as +ve 2066-67: 0; Gains in Water Available For Use / Savings in Demand under the selected programme (Ml/d) input as +ve 2067-68: 0; Gains in Water Available For Use / Savings in Demand under the selected programme (Ml/d) input as +ve 2068-69: 0; Gains in Water Available For Use / Savings in Demand under the selected programme (Ml/d) input as +ve 2069-70: 0; Gains in Water Available For Use / Savings in Demand under the selected programme (Ml/d) input as +ve 2070-71: 0; Gains in Water Available For Use / Savings in Demand under the selected programme (Ml/d) input as +ve 2071-72: 0; Gains in Water Available For Use / Savings in Demand under the selected programme (Ml/d) input as +ve 2072-73: 0; Gains in Water Available For Use / Savings in Demand under the selected programme (Ml/d) input as +ve 2073-74: 0; Gains in Water Available For Use / Savings in Demand under the selected programme (Ml/d) input as +ve 2074-75: 0
52aA | SRN Pulborough WSW To Havant Thicket: 50Ml/d | PRT_PWE_HI-TFR_TWJ_ALL_SRN Pulborough WSW-havant r 50 | External raw water bulk supply/transfer | Resource Options | N | Alternative Plan 2 | PWSPRT | Ml/d | 2 | Gains in Water Available For Use / Savings in Demand under the selected programme (Ml/d) input as +ve 2055-56: 0; Gains in Water Available For Use / Savings in Demand under the selected programme (Ml/d) input as +ve 2056-57: 0; Gains in Water Available For Use / Savings in Demand under the selected programme (Ml/d) input as +ve 2057-58: 0; Gains in Water Available For Use / Savings in Demand under the selected programme (Ml/d) input as +ve 2058-59: 0; Gains in Water Available For Use / Savings in Demand under the selected programme (Ml/d) input as +ve 2059-60: 0; Gains in Water Available For Use / Savings in Demand under the selected programme (Ml/d) input as +ve 2060-61: 0; Gains in Water Available For Use / Savings in Demand under the selected programme (Ml/d) input as +ve 2061-62: 0; Gains in Water Available For Use / Savings in Demand under the selected programme (Ml/d) input as +ve 2062-63: 0; Gains in Water Available For Use / Savings in Demand under the selected programme (Ml/d) input as +ve 2063-64: 0; Gains in Water Available For Use / Savings in Demand under the selected programme (Ml/d) input as +ve 2064-65: 0; Gains in Water Available For Use / Savings in Demand under the selected programme (Ml/d) input as +ve 2065-66: 0; Gains in Water Available For Use / Savings in Demand under the selected programme (Ml/d) input as +ve 2066-67: 0; Gains in Water Available For Use / Savings in Demand under the selected programme (Ml/d) input as +ve 2067-68: 0; Gains in Water Available For Use / Savings in Demand under the selected programme (Ml/d) input as +ve 2068-69: 0; Gains in Water Available For Use / Savings in Demand under the selected programme (Ml/d) input as +ve 2069-70: 0; Gains in Water Available For Use / Savings in Demand under the selected programme (Ml/d) input as +ve 2070-71: 0; Gains in Water Available For Use / Savings in Demand under the selected programme (Ml/d) input as +ve 2071-72: 0; Gains in Water Available For Use / Savings in Demand under the selected programme (Ml/d) input as +ve 2072-73: 0; Gains in Water Available For Use / Savings in Demand under the selected programme (Ml/d) input as +ve 2073-74: 0; Gains in Water Available For Use / Savings in Demand under the selected programme (Ml/d) input as +ve 2074-75: 0
52cA | SRN Otterbourne WSW to Source A | PRT_SRN Otterbourne WSW-Source A p | External potable bulk supply/transfer | Distribution Options | N | Alternative Plan 2 | SWSHSE | Ml/d | 2 | Gains in Water Available For Use / Savings in Demand under the selected programme (Ml/d) input as +ve 2039-40: 0; Gains in Water Available For Use / Savings in Demand under the selected programme (Ml/d) input as +ve 2040-41: 0; Gains in Water Available For Use / Savings in Demand under the selected programme (Ml/d) input as +ve 2041-42: 0; Gains in Water Available For Use / Savings in Demand under the selected programme (Ml/d) input as +ve 2042-43: 0; Gains in Water Available For Use / Savings in Demand under the selected programme (Ml/d) input as +ve 2043-44: 0; Gains in Water Available For Use / Savings in Demand under the selected programme (Ml/d) input as +ve 2044-45: 0; Gains in Water Available For Use / Savings in Demand under the selected programme (Ml/d) input as +ve 2045-46: 0; Gains in Water Available For Use / Savings in Demand under the selected programme (Ml/d) input as +ve 2046-47: 0; Gains in Water Available For Use / Savings in Demand under the selected programme (Ml/d) input as +ve 2047-48: 0; Gains in Water Available For Use / Savings in Demand under the selected programme (Ml/d) input as +ve 2048-49: 0; Gains in Water Available For Use / Savings in Demand under the selected programme (Ml/d) input as +ve 2049-50: 0; Gains in Water Available For Use / Savings in Demand under the selected programme (Ml/d) input as +ve 2050-51: 0; Gains in Water Available For Use / Savings in Demand under the selected programme (Ml/d) input as +ve 2051-52: 0; Gains in Water Available For Use / Savings in Demand under the selected programme (Ml/d) input as +ve 2052-53: 0; Gains in Water Available For Use / Savings in Demand under the selected programme (Ml/d) input as +ve 2053-54: 0; Gains in Water Available For Use / Savings in Demand under the selected programme (Ml/d) input as +ve 2054-55: 0; Gains in Water Available For Use / Savings in Demand under the selected programme (Ml/d) input as +ve 2055-56: 0; Gains in Water Available For Use / Savings in Demand under the selected programme (Ml/d) input as +ve 2056-57: 0; Gains in Water Available For Use / Savings in Demand under the selected programme (Ml/d) input as +ve 2057-58: 0; Gains in Water Available For Use / Savings in Demand under the selected programme (Ml/d) input as +ve 2058-59: 0; Gains in Water Available For Use / Savings in Demand under the selected programme (Ml/d) input as +ve 2059-60: 0; Gains in Water Available For Use / Savings in Demand under the selected programme (Ml/d) input as +ve 2060-61: 0; Gains in Water Available For Use / Savings in Demand under the selected programme (Ml/d) input as +ve 2061-62: 0; Gains in Water Available For Use / Savings in Demand under the selected programme (Ml/d) input as +ve 2062-63: 0; Gains in Water Available For Use / Savings in Demand under the selected programme (Ml/d) input as +ve 2063-64: 0; Gains in Water Available For Use / Savings in Demand under the selected programme (Ml/d) input as +ve 2064-65: 0; Gains in Water Available For Use / Savings in Demand under the selected programme (Ml/d) input as +ve 2065-66: 0; Gains in Water Available For Use / Savings in Demand under the selected programme (Ml/d) input as +ve 2066-67: 0; Gains in Water Available For Use / Savings in Demand under the selected programme (Ml/d) input as +ve 2067-68: 0; Gains in Water Available For Use / Savings in Demand under the selected programme (Ml/d) input as +ve 2068-69: 0; Gains in Water Available For Use / Savings in Demand under the selected programme (Ml/d) input as +ve 2069-70: 0; Gains in Water Available For Use / Savings in Demand under the selected programme (Ml/d) input as +ve 2070-71: 0; Gains in Water Available For Use / Savings in Demand under the selected programme (Ml/d) input as +ve 2071-72: 0; Gains in Water Available For Use / Savings in Demand under the selected programme (Ml/d) input as +ve 2072-73: 0; Gains in Water Available For Use / Savings in Demand under the selected programme (Ml/d) input as +ve 2073-74: 0; Gains in Water Available For Use / Savings in Demand under the selected programme (Ml/d) input as +ve 2074-75: 0
52cA | SRN Otterbourne WSW to Source A | PRT_SRN Otterbourne WSW-Source A p | External potable bulk supply/transfer | Distribution Options | N | Alternative Plan 2 | PWSPRT | Ml/d | 2 | Gains in Water Available For Use / Savings in Demand under the selected programme (Ml/d) input as +ve 2039-40: 0; Gains in Water Available For Use / Savings in Demand under the selected programme (Ml/d) input as +ve 2040-41: 0; Gains in Water Available For Use / Savings in Demand under the selected programme (Ml/d) input as +ve 2041-42: 0; Gains in Water Available For Use / Savings in Demand under the selected programme (Ml/d) input as +ve 2042-43: 0; Gains in Water Available For Use / Savings in Demand under the selected programme (Ml/d) input as +ve 2043-44: 0; Gains in Water Available For Use / Savings in Demand under the selected programme (Ml/d) input as +ve 2044-45: 0; Gains in Water Available For Use / Savings in Demand under the selected programme (Ml/d) input as +ve 2045-46: 0; Gains in Water Available For Use / Savings in Demand under the selected programme (Ml/d) input as +ve 2046-47: 0; Gains in Water Available For Use / Savings in Demand under the selected programme (Ml/d) input as +ve 2047-48: 0; Gains in Water Available For Use / Savings in Demand under the selected programme (Ml/d) input as +ve 2048-49: 0; Gains in Water Available For Use / Savings in Demand under the selected programme (Ml/d) input as +ve 2049-50: 0; Gains in Water Available For Use / Savings in Demand under the selected programme (Ml/d) input as +ve 2050-51: 0; Gains in Water Available For Use / Savings in Demand under the selected programme (Ml/d) input as +ve 2051-52: 0; Gains in Water Available For Use / Savings in Demand under the selected programme (Ml/d) input as +ve 2052-53: 0; Gains in Water Available For Use / Savings in Demand under the selected programme (Ml/d) input as +ve 2053-54: 0; Gains in Water Available For Use / Savings in Demand under the selected programme (Ml/d) input as +ve 2054-55: 0; Gains in Water Available For Use / Savings in Demand under the selected programme (Ml/d) input as +ve 2055-56: 0; Gains in Water Available For Use / Savings in Demand under the selected programme (Ml/d) input as +ve 2056-57: 0; Gains in Water Available For Use / Savings in Demand under the selected programme (Ml/d) input as +ve 2057-58: 0; Gains in Water Available For Use / Savings in Demand under the selected programme (Ml/d) input as +ve 2058-59: 0; Gains in Water Available For Use / Savings in Demand under the selected programme (Ml/d) input as +ve 2059-60: 0; Gains in Water Available For Use / Savings in Demand under the selected programme (Ml/d) input as +ve 2060-61: 0; Gains in Water Available For Use / Savings in Demand under the selected programme (Ml/d) input as +ve 2061-62: 0; Gains in Water Available For Use / Savings in Demand under the selected programme (Ml/d) input as +ve 2062-63: 0; Gains in Water Available For Use / Savings in Demand under the selected programme (Ml/d) input as +ve 2063-64: 0; Gains in Water Available For Use / Savings in Demand under the selected programme (Ml/d) input as +ve 2064-65: 0; Gains in Water Available For Use / Savings in Demand under the selected programme (Ml/d) input as +ve 2065-66: 0; Gains in Water Available For Use / Savings in Demand under the selected programme (Ml/d) input as +ve 2066-67: 0; Gains in Water Available For Use / Savings in Demand under the selected programme (Ml/d) input as +ve 2067-68: 0; Gains in Water Available For Use / Savings in Demand under the selected programme (Ml/d) input as +ve 2068-69: 0; Gains in Water Available For Use / Savings in Demand under the selected programme (Ml/d) input as +ve 2069-70: 0; Gains in Water Available For Use / Savings in Demand under the selected programme (Ml/d) input as +ve 2070-71: 0; Gains in Water Available For Use / Savings in Demand under the selected programme (Ml/d) input as +ve 2071-72: 0; Gains in Water Available For Use / Savings in Demand under the selected programme (Ml/d) input as +ve 2072-73: 0; Gains in Water Available For Use / Savings in Demand under the selected programme (Ml/d) input as +ve 2073-74: 0; Gains in Water Available For Use / Savings in Demand under the selected programme (Ml/d) input as +ve 2074-75: 0
52cA | Bulk import (HSE): Reading to Otterbourne - raw (200Ml/d) (25 Ml/d Phase 1) | SWS_HSE_EF-TFR_REP_ALL_pwc2_res2 | External potable bulk supply/transfer | Distribution Options | N | Alternative Plan 2 | PWSPRT | Ml/d | 2 | Gains in Water Available For Use / Savings in Demand under the selected programme (Ml/d) input as +ve 2040-41: 0; Gains in Water Available For Use / Savings in Demand under the selected programme (Ml/d) input as +ve 2041-42: 0; Gains in Water Available For Use / Savings in Demand under the selected programme (Ml/d) input as +ve 2042-43: 0; Gains in Water Available For Use / Savings in Demand under the selected programme (Ml/d) input as +ve 2043-44: 0; Gains in Water Available For Use / Savings in Demand under the selected programme (Ml/d) input as +ve 2044-45: 0; Gains in Water Available For Use / Savings in Demand under the selected programme (Ml/d) input as +ve 2045-46: 0; Gains in Water Available For Use / Savings in Demand under the selected programme (Ml/d) input as +ve 2046-47: 0; Gains in Water Available For Use / Savings in Demand under the selected programme (Ml/d) input as +ve 2047-48: 0; Gains in Water Available For Use / Savings in Demand under the selected programme (Ml/d) input as +ve 2048-49: 0; Gains in Water Available For Use / Savings in Demand under the selected programme (Ml/d) input as +ve 2049-50: 0; Gains in Water Available For Use / Savings in Demand under the selected programme (Ml/d) input as +ve 2050-51: 0; Gains in Water Available For Use / Savings in Demand under the selected programme (Ml/d) input as +ve 2051-52: 0; Gains in Water Available For Use / Savings in Demand under the selected programme (Ml/d) input as +ve 2052-53: 0; Gains in Water Available For Use / Savings in Demand under the selected programme (Ml/d) input as +ve 2053-54: 0; Gains in Water Available For Use / Savings in Demand under the selected programme (Ml/d) input as +ve 2054-55: 0; Gains in Water Available For Use / Savings in Demand under the selected programme (Ml/d) input as +ve 2055-56: 0; Gains in Water Available For Use / Savings in Demand under the selected programme (Ml/d) input as +ve 2056-57: 0; Gains in Water Available For Use / Savings in Demand under the selected programme (Ml/d) input as +ve 2057-58: 0; Gains in Water Available For Use / Savings in Demand under the selected programme (Ml/d) input as +ve 2058-59: 0; Gains in Water Available For Use / Savings in Demand under the selected programme (Ml/d) input as +ve 2059-60: 0; Gains in Water Available For Use / Savings in Demand under the selected programme (Ml/d) input as +ve 2060-61: 0; Gains in Water Available For Use / Savings in Demand under the selected programme (Ml/d) input as +ve 2061-62: 0; Gains in Water Available For Use / Savings in Demand under the selected programme (Ml/d) input as +ve 2062-63: 0; Gains in Water Available For Use / Savings in Demand under the selected programme (Ml/d) input as +ve 2063-64: 0; Gains in Water Available For Use / Savings in Demand under the selected programme (Ml/d) input as +ve 2064-65: 0; Gains in Water Available For Use / Savings in Demand under the selected programme (Ml/d) input as +ve 2065-66: 0; Gains in Water Available For Use / Savings in Demand under the selected programme (Ml/d) input as +ve 2066-67: 0; Gains in Water Available For Use / Savings in Demand under the selected programme (Ml/d) input as +ve 2067-68: 0; Gains in Water Available For Use / Savings in Demand under the selected programme (Ml/d) input as +ve 2068-69: 0; Gains in Water Available For Use / Savings in Demand under the selected programme (Ml/d) input as +ve 2069-70: 0; Gains in Water Available For Use / Savings in Demand under the selected programme (Ml/d) input as +ve 2070-71: 0; Gains in Water Available For Use / Savings in Demand under the selected programme (Ml/d) input as +ve 2071-72: 0; Gains in Water Available For Use / Savings in Demand under the selected programme (Ml/d) input as +ve 2072-73: 0; Gains in Water Available For Use / Savings in Demand under the selected programme (Ml/d) input as +ve 2073-74: 0; Gains in Water Available For Use / Savings in Demand under the selected programme (Ml/d) input as +ve 2074-75: 0
52cA | Bulk import (HSE): Reading to Otterbourne - raw (200Ml/d) (25 Ml/d Phase 1) | SWS_HSE_EF-TFR_REP_ALL_pwc2_res2 | External potable bulk supply/transfer | Distribution Options | N | Alternative Plan 2 | SWSHSE | Ml/d | 2 | Gains in Water Available For Use / Savings in Demand under the selected programme (Ml/d) input as +ve 2040-41: 0; Gains in Water Available For Use / Savings in Demand under the selected programme (Ml/d) input as +ve 2041-42: 0; Gains in Water Available For Use / Savings in Demand under the selected programme (Ml/d) input as +ve 2042-43: 0; Gains in Water Available For Use / Savings in Demand under the selected programme (Ml/d) input as +ve 2043-44: 0; Gains in Water Available For Use / Savings in Demand under the selected programme (Ml/d) input as +ve 2044-45: 0; Gains in Water Available For Use / Savings in Demand under the selected programme (Ml/d) input as +ve 2045-46: 0; Gains in Water Available For Use / Savings in Demand under the selected programme (Ml/d) input as +ve 2046-47: 0; Gains in Water Available For Use / Savings in Demand under the selected programme (Ml/d) input as +ve 2047-48: 0; Gains in Water Available For Use / Savings in Demand under the selected programme (Ml/d) input as +ve 2048-49: 0; Gains in Water Available For Use / Savings in Demand under the selected programme (Ml/d) input as +ve 2049-50: 0; Gains in Water Available For Use / Savings in Demand under the selected programme (Ml/d) input as +ve 2050-51: 0; Gains in Water Available For Use / Savings in Demand under the selected programme (Ml/d) input as +ve 2051-52: 0; Gains in Water Available For Use / Savings in Demand under the selected programme (Ml/d) input as +ve 2052-53: 0; Gains in Water Available For Use / Savings in Demand under the selected programme (Ml/d) input as +ve 2053-54: 0; Gains in Water Available For Use / Savings in Demand under the selected programme (Ml/d) input as +ve 2054-55: 0; Gains in Water Available For Use / Savings in Demand under the selected programme (Ml/d) input as +ve 2055-56: 0; Gains in Water Available For Use / Savings in Demand under the selected programme (Ml/d) input as +ve 2056-57: 0; Gains in Water Available For Use / Savings in Demand under the selected programme (Ml/d) input as +ve 2057-58: 0; Gains in Water Available For Use / Savings in Demand under the selected programme (Ml/d) input as +ve 2058-59: 0; Gains in Water Available For Use / Savings in Demand under the selected programme (Ml/d) input as +ve 2059-60: 0; Gains in Water Available For Use / Savings in Demand under the selected programme (Ml/d) input as +ve 2060-61: 0; Gains in Water Available For Use / Savings in Demand under the selected programme (Ml/d) input as +ve 2061-62: 0; Gains in Water Available For Use / Savings in Demand under the selected programme (Ml/d) input as +ve 2062-63: 0; Gains in Water Available For Use / Savings in Demand under the selected programme (Ml/d) input as +ve 2063-64: 0; Gains in Water Available For Use / Savings in Demand under the selected programme (Ml/d) input as +ve 2064-65: 0; Gains in Water Available For Use / Savings in Demand under the selected programme (Ml/d) input as +ve 2065-66: 0; Gains in Water Available For Use / Savings in Demand under the selected programme (Ml/d) input as +ve 2066-67: 0; Gains in Water Available For Use / Savings in Demand under the selected programme (Ml/d) input as +ve 2067-68: 0; Gains in Water Available For Use / Savings in Demand under the selected programme (Ml/d) input as +ve 2068-69: 0; Gains in Water Available For Use / Savings in Demand under the selected programme (Ml/d) input as +ve 2069-70: 0; Gains in Water Available For Use / Savings in Demand under the selected programme (Ml/d) input as +ve 2070-71: 0; Gains in Water Available For Use / Savings in Demand under the selected programme (Ml/d) input as +ve 2071-72: 0; Gains in Water Available For Use / Savings in Demand under the selected programme (Ml/d) input as +ve 2072-73: 0; Gains in Water Available For Use / Savings in Demand under the selected programme (Ml/d) input as +ve 2073-74: 0; Gains in Water Available For Use / Savings in Demand under the selected programme (Ml/d) input as +ve 2074-75: 0
52aA | Bulk import (HSE): Havant Thicket Reservoir to Otterbourne WSW pipeline - first section (90Ml/d) | SWS_HTE_HI-TFR_PWE_CNO_ht-ott mm 90 | External raw water bulk supply/transfer | Resource Options | N | Alternative Plan 2 | PWSPRT | Ml/d | 2 | Gains in Water Available For Use / Savings in Demand under the selected programme (Ml/d) input as +ve 2034-35: -20; Gains in Water Available For Use / Savings in Demand under the selected programme (Ml/d) input as +ve 2035-36: -20; Gains in Water Available For Use / Savings in Demand under the selected programme (Ml/d) input as +ve 2036-37: -20; Gains in Water Available For Use / Savings in Demand under the selected programme (Ml/d) input as +ve 2037-38: -20; Gains in Water Available For Use / Savings in Demand under the selected programme (Ml/d) input as +ve 2038-39: -20; Gains in Water Available For Use / Savings in Demand under the selected programme (Ml/d) input as +ve 2039-40: -20; Gains in Water Available For Use / Savings in Demand under the selected programme (Ml/d) input as +ve 2040-41: -20; Gains in Water Available For Use / Savings in Demand under the selected programme (Ml/d) input as +ve 2041-42: -20; Gains in Water Available For Use / Savings in Demand under the selected programme (Ml/d) input as +ve 2042-43: -20; Gains in Water Available For Use / Savings in Demand under the selected programme (Ml/d) input as +ve 2043-44: -20; Gains in Water Available For Use / Savings in Demand under the selected programme (Ml/d) input as +ve 2044-45: -20; Gains in Water Available For Use / Savings in Demand under the selected programme (Ml/d) input as +ve 2045-46: -20; Gains in Water Available For Use / Savings in Demand under the selected programme (Ml/d) input as +ve 2046-47: -20; Gains in Water Available For Use / Savings in Demand under the selected programme (Ml/d) input as +ve 2047-48: -20; Gains in Water Available For Use / Savings in Demand under the selected programme (Ml/d) input as +ve 2048-49: -20; Gains in Water Available For Use / Savings in Demand under the selected programme (Ml/d) input as +ve 2049-50: -20; Gains in Water Available For Use / Savings in Demand under the selected programme (Ml/d) input as +ve 2050-51: -20; Gains in Water Available For Use / Savings in Demand under the selected programme (Ml/d) input as +ve 2051-52: -20; Gains in Water Available For Use / Savings in Demand under the selected programme (Ml/d) input as +ve 2052-53: -20; Gains in Water Available For Use / Savings in Demand under the selected programme (Ml/d) input as +ve 2053-54: -20; Gains in Water Available For Use / Savings in Demand under the selected programme (Ml/d) input as +ve 2054-55: -20; Gains in Water Available For Use / Savings in Demand under the selected programme (Ml/d) input as +ve 2055-56: -20; Gains in Water Available For Use / Savings in Demand under the selected programme (Ml/d) input as +ve 2056-57: -20; Gains in Water Available For Use / Savings in Demand under the selected programme (Ml/d) input as +ve 2057-58: -20; Gains in Water Available For Use / Savings in Demand under the selected programme (Ml/d) input as +ve 2058-59: -20; Gains in Water Available For Use / Savings in Demand under the selected programme (Ml/d) input as +ve 2059-60: -20; Gains in Water Available For Use / Savings in Demand under the selected programme (Ml/d) input as +ve 2060-61: -20; Gains in Water Available For Use / Savings in Demand under the selected programme (Ml/d) input as +ve 2061-62: -20; Gains in Water Available For Use / Savings in Demand under the selected programme (Ml/d) input as +ve 2062-63: -20; Gains in Water Available For Use / Savings in Demand under the selected programme (Ml/d) input as +ve 2063-64: -20; Gains in Water Available For Use / Savings in Demand under the selected programme (Ml/d) input as +ve 2064-65: -20; Gains in Water Available For Use / Savings in Demand under the selected programme (Ml/d) input as +ve 2065-66: -20; Gains in Water Available For Use / Savings in Demand under the selected programme (Ml/d) input as +ve 2066-67: -20; Gains in Water Available For Use / Savings in Demand under the selected programme (Ml/d) input as +ve 2067-68: -20; Gains in Water Available For Use / Savings in Demand under the selected programme (Ml/d) input as +ve 2068-69: -20; Gains in Water Available For Use / Savings in Demand under the selected programme (Ml/d) input as +ve 2069-70: -20; Gains in Water Available For Use / Savings in Demand under the selected programme (Ml/d) input as +ve 2070-71: -20; Gains in Water Available For Use / Savings in Demand under the selected programme (Ml/d) input as +ve 2071-72: -20; Gains in Water Available For Use / Savings in Demand under the selected programme (Ml/d) input as +ve 2072-73: -20; Gains in Water Available For Use / Savings in Demand under the selected programme (Ml/d) input as +ve 2073-74: -20; Gains in Water Available For Use / Savings in Demand under the selected programme (Ml/d) input as +ve 2074-75: -20
52aA | Bulk import (HSE): Havant Thicket Reservoir to Otterbourne WSW pipeline - first section (90Ml/d) | SWS_HTE_HI-TFR_PWE_CNO_ht-ott mm 90 | External raw water bulk supply/transfer | Resource Options | N | Alternative Plan 2 | SWSHSE | Ml/d | 2 | Gains in Water Available For Use / Savings in Demand under the selected programme (Ml/d) input as +ve 2034-35: 20; Gains in Water Available For Use / Savings in Demand under the selected programme (Ml/d) input as +ve 2035-36: 20; Gains in Water Available For Use / Savings in Demand under the selected programme (Ml/d) input as +ve 2036-37: 20; Gains in Water Available For Use / Savings in Demand under the selected programme (Ml/d) input as +ve 2037-38: 20; Gains in Water Available For Use / Savings in Demand under the selected programme (Ml/d) input as +ve 2038-39: 20; Gains in Water Available For Use / Savings in Demand under the selected programme (Ml/d) input as +ve 2039-40: 20; Gains in Water Available For Use / Savings in Demand under the selected programme (Ml/d) input as +ve 2040-41: 20; Gains in Water Available For Use / Savings in Demand under the selected programme (Ml/d) input as +ve 2041-42: 20; Gains in Water Available For Use / Savings in Demand under the selected programme (Ml/d) input as +ve 2042-43: 20; Gains in Water Available For Use / Savings in Demand under the selected programme (Ml/d) input as +ve 2043-44: 20; Gains in Water Available For Use / Savings in Demand under the selected programme (Ml/d) input as +ve 2044-45: 20; Gains in Water Available For Use / Savings in Demand under the selected programme (Ml/d) input as +ve 2045-46: 20; Gains in Water Available For Use / Savings in Demand under the selected programme (Ml/d) input as +ve 2046-47: 20; Gains in Water Available For Use / Savings in Demand under the selected programme (Ml/d) input as +ve 2047-48: 20; Gains in Water Available For Use / Savings in Demand under the selected programme (Ml/d) input as +ve 2048-49: 20; Gains in Water Available For Use / Savings in Demand under the selected programme (Ml/d) input as +ve 2049-50: 20; Gains in Water Available For Use / Savings in Demand under the selected programme (Ml/d) input as +ve 2050-51: 20; Gains in Water Available For Use / Savings in Demand under the selected programme (Ml/d) input as +ve 2051-52: 20; Gains in Water Available For Use / Savings in Demand under the selected programme (Ml/d) input as +ve 2052-53: 20; Gains in Water Available For Use / Savings in Demand under the selected programme (Ml/d) input as +ve 2053-54: 20; Gains in Water Available For Use / Savings in Demand under the selected programme (Ml/d) input as +ve 2054-55: 20; Gains in Water Available For Use / Savings in Demand under the selected programme (Ml/d) input as +ve 2055-56: 20; Gains in Water Available For Use / Savings in Demand under the selected programme (Ml/d) input as +ve 2056-57: 20; Gains in Water Available For Use / Savings in Demand under the selected programme (Ml/d) input as +ve 2057-58: 20; Gains in Water Available For Use / Savings in Demand under the selected programme (Ml/d) input as +ve 2058-59: 20; Gains in Water Available For Use / Savings in Demand under the selected programme (Ml/d) input as +ve 2059-60: 20; Gains in Water Available For Use / Savings in Demand under the selected programme (Ml/d) input as +ve 2060-61: 20; Gains in Water Available For Use / Savings in Demand under the selected programme (Ml/d) input as +ve 2061-62: 20; Gains in Water Available For Use / Savings in Demand under the selected programme (Ml/d) input as +ve 2062-63: 20; Gains in Water Available For Use / Savings in Demand under the selected programme (Ml/d) input as +ve 2063-64: 20; Gains in Water Available For Use / Savings in Demand under the selected programme (Ml/d) input as +ve 2064-65: 20; Gains in Water Available For Use / Savings in Demand under the selected programme (Ml/d) input as +ve 2065-66: 20; Gains in Water Available For Use / Savings in Demand under the selected programme (Ml/d) input as +ve 2066-67: 20; Gains in Water Available For Use / Savings in Demand under the selected programme (Ml/d) input as +ve 2067-68: 20; Gains in Water Available For Use / Savings in Demand under the selected programme (Ml/d) input as +ve 2068-69: 20; Gains in Water Available For Use / Savings in Demand under the selected programme (Ml/d) input as +ve 2069-70: 20; Gains in Water Available For Use / Savings in Demand under the selected programme (Ml/d) input as +ve 2070-71: 20; Gains in Water Available For Use / Savings in Demand under the selected programme (Ml/d) input as +ve 2071-72: 20; Gains in Water Available For Use / Savings in Demand under the selected programme (Ml/d) input as +ve 2072-73: 20; Gains in Water Available For Use / Savings in Demand under the selected programme (Ml/d) input as +ve 2073-74: 20; Gains in Water Available For Use / Savings in Demand under the selected programme (Ml/d) input as +ve 2074-75: 20
52aA | Recycling (HSE): Recharge of Havant Thicket from recycled water from Budds Farm (60Ml/d) | SWS_PWE_HI-REU_RE1_CNO_60toht v0.1 | Water reuse | Resource Options | N | Alternative Plan 2 | PWSPRT | Ml/d | 2 | Gains in Water Available For Use / Savings in Demand under the selected programme (Ml/d) input as +ve 2034-35: 20; Gains in Water Available For Use / Savings in Demand under the selected programme (Ml/d) input as +ve 2035-36: 20; Gains in Water Available For Use / Savings in Demand under the selected programme (Ml/d) input as +ve 2036-37: 20; Gains in Water Available For Use / Savings in Demand under the selected programme (Ml/d) input as +ve 2037-38: 20; Gains in Water Available For Use / Savings in Demand under the selected programme (Ml/d) input as +ve 2038-39: 20; Gains in Water Available For Use / Savings in Demand under the selected programme (Ml/d) input as +ve 2039-40: 60; Gains in Water Available For Use / Savings in Demand under the selected programme (Ml/d) input as +ve 2040-41: 60; Gains in Water Available For Use / Savings in Demand under the selected programme (Ml/d) input as +ve 2041-42: 60; Gains in Water Available For Use / Savings in Demand under the selected programme (Ml/d) input as +ve 2042-43: 60; Gains in Water Available For Use / Savings in Demand under the selected programme (Ml/d) input as +ve 2043-44: 60; Gains in Water Available For Use / Savings in Demand under the selected programme (Ml/d) input as +ve 2044-45: 60; Gains in Water Available For Use / Savings in Demand under the selected programme (Ml/d) input as +ve 2045-46: 60; Gains in Water Available For Use / Savings in Demand under the selected programme (Ml/d) input as +ve 2046-47: 60; Gains in Water Available For Use / Savings in Demand under the selected programme (Ml/d) input as +ve 2047-48: 60; Gains in Water Available For Use / Savings in Demand under the selected programme (Ml/d) input as +ve 2048-49: 60; Gains in Water Available For Use / Savings in Demand under the selected programme (Ml/d) input as +ve 2049-50: 60; Gains in Water Available For Use / Savings in Demand under the selected programme (Ml/d) input as +ve 2050-51: 60; Gains in Water Available For Use / Savings in Demand under the selected programme (Ml/d) input as +ve 2051-52: 60; Gains in Water Available For Use / Savings in Demand under the selected programme (Ml/d) input as +ve 2052-53: 60; Gains in Water Available For Use / Savings in Demand under the selected programme (Ml/d) input as +ve 2053-54: 60; Gains in Water Available For Use / Savings in Demand under the selected programme (Ml/d) input as +ve 2054-55: 60; Gains in Water Available For Use / Savings in Demand under the selected programme (Ml/d) input as +ve 2055-56: 60; Gains in Water Available For Use / Savings in Demand under the selected programme (Ml/d) input as +ve 2056-57: 60; Gains in Water Available For Use / Savings in Demand under the selected programme (Ml/d) input as +ve 2057-58: 60; Gains in Water Available For Use / Savings in Demand under the selected programme (Ml/d) input as +ve 2058-59: 60; Gains in Water Available For Use / Savings in Demand under the selected programme (Ml/d) input as +ve 2059-60: 60; Gains in Water Available For Use / Savings in Demand under the selected programme (Ml/d) input as +ve 2060-61: 60; Gains in Water Available For Use / Savings in Demand under the selected programme (Ml/d) input as +ve 2061-62: 60; Gains in Water Available For Use / Savings in Demand under the selected programme (Ml/d) input as +ve 2062-63: 60; Gains in Water Available For Use / Savings in Demand under the selected programme (Ml/d) input as +ve 2063-64: 60; Gains in Water Available For Use / Savings in Demand under the selected programme (Ml/d) input as +ve 2064-65: 60; Gains in Water Available For Use / Savings in Demand under the selected programme (Ml/d) input as +ve 2065-66: 60; Gains in Water Available For Use / Savings in Demand under the selected programme (Ml/d) input as +ve 2066-67: 60; Gains in Water Available For Use / Savings in Demand under the selected programme (Ml/d) input as +ve 2067-68: 60; Gains in Water Available For Use / Savings in Demand under the selected programme (Ml/d) input as +ve 2068-69: 60; Gains in Water Available For Use / Savings in Demand under the selected programme (Ml/d) input as +ve 2069-70: 60; Gains in Water Available For Use / Savings in Demand under the selected programme (Ml/d) input as +ve 2070-71: 60; Gains in Water Available For Use / Savings in Demand under the selected programme (Ml/d) input as +ve 2071-72: 60; Gains in Water Available For Use / Savings in Demand under the selected programme (Ml/d) input as +ve 2072-73: 60; Gains in Water Available For Use / Savings in Demand under the selected programme (Ml/d) input as +ve 2073-74: 60; Gains in Water Available For Use / Savings in Demand under the selected programme (Ml/d) input as +ve 2074-75: 60
52aA | Bulk export (SNZ): Pulborough to Havant Thicket Reservoir (50Ml/d) | SWS_SNZ_HI-TFR_PWE_ALL_havant -hardha r 50 | External raw water bulk supply/transfer | Resource Options | N | Alternative Plan 2 | PWSPRT | Ml/d | 2 | Gains in Water Available For Use / Savings in Demand under the selected programme (Ml/d) input as +ve 2039-40: -40; Gains in Water Available For Use / Savings in Demand under the selected programme (Ml/d) input as +ve 2040-41: -40; Gains in Water Available For Use / Savings in Demand under the selected programme (Ml/d) input as +ve 2041-42: -34.654; Gains in Water Available For Use / Savings in Demand under the selected programme (Ml/d) input as +ve 2042-43: -35.2348; Gains in Water Available For Use / Savings in Demand under the selected programme (Ml/d) input as +ve 2043-44: -35.6846; Gains in Water Available For Use / Savings in Demand under the selected programme (Ml/d) input as +ve 2044-45: -35.9245; Gains in Water Available For Use / Savings in Demand under the selected programme (Ml/d) input as +ve 2045-46: -35.3659; Gains in Water Available For Use / Savings in Demand under the selected programme (Ml/d) input as +ve 2046-47: -35.3154; Gains in Water Available For Use / Savings in Demand under the selected programme (Ml/d) input as +ve 2047-48: -35.3121; Gains in Water Available For Use / Savings in Demand under the selected programme (Ml/d) input as +ve 2048-49: -35.3319; Gains in Water Available For Use / Savings in Demand under the selected programme (Ml/d) input as +ve 2049-50: -35.1535; Gains in Water Available For Use / Savings in Demand under the selected programme (Ml/d) input as +ve 2050-51: -34.4618; Gains in Water Available For Use / Savings in Demand under the selected programme (Ml/d) input as +ve 2051-52: -34.0459; Gains in Water Available For Use / Savings in Demand under the selected programme (Ml/d) input as +ve 2052-53: -33.7012; Gains in Water Available For Use / Savings in Demand under the selected programme (Ml/d) input as +ve 2053-54: -33.3638; Gains in Water Available For Use / Savings in Demand under the selected programme (Ml/d) input as +ve 2054-55: -33.035; Gains in Water Available For Use / Savings in Demand under the selected programme (Ml/d) input as +ve 2056-57: -32.1593; Gains in Water Available For Use / Savings in Demand under the selected programme (Ml/d) input as +ve 2057-58: -31.6852; Gains in Water Available For Use / Savings in Demand under the selected programme (Ml/d) input as +ve 2064-65: -29.8563; Gains in Water Available For Use / Savings in Demand under the selected programme (Ml/d) input as +ve 2068-69: -28.9569; Gains in Water Available For Use / Savings in Demand under the selected programme (Ml/d) input as +ve 2071-72: -28.1936; Gains in Water Available For Use / Savings in Demand under the selected programme (Ml/d) input as +ve 2074-75: -27.4237
52aA | Bulk export (SNZ): Pulborough to Havant Thicket Reservoir (50Ml/d) | SWS_SNZ_HI-TFR_PWE_ALL_havant -hardha r 50 | External raw water bulk supply/transfer | Resource Options | N | Alternative Plan 2 | PWSPRT | Ml/d | 2 | Gains in Water Available For Use / Savings in Demand under the selected programme (Ml/d) input as +ve 2039-40: 0; Gains in Water Available For Use / Savings in Demand under the selected programme (Ml/d) input as +ve 2040-41: 0; Gains in Water Available For Use / Savings in Demand under the selected programme (Ml/d) input as +ve 2041-42: -5.346; Gains in Water Available For Use / Savings in Demand under the selected programme (Ml/d) input as +ve 2042-43: -4.7652; Gains in Water Available For Use / Savings in Demand under the selected programme (Ml/d) input as +ve 2043-44: -4.3154; Gains in Water Available For Use / Savings in Demand under the selected programme (Ml/d) input as +ve 2044-45: -4.0755; Gains in Water Available For Use / Savings in Demand under the selected programme (Ml/d) input as +ve 2045-46: -4.6341; Gains in Water Available For Use / Savings in Demand under the selected programme (Ml/d) input as +ve 2046-47: -4.6846; Gains in Water Available For Use / Savings in Demand under the selected programme (Ml/d) input as +ve 2047-48: -4.6879; Gains in Water Available For Use / Savings in Demand under the selected programme (Ml/d) input as +ve 2048-49: -4.6681; Gains in Water Available For Use / Savings in Demand under the selected programme (Ml/d) input as +ve 2049-50: -4.8465; Gains in Water Available For Use / Savings in Demand under the selected programme (Ml/d) input as +ve 2050-51: -5.5382; Gains in Water Available For Use / Savings in Demand under the selected programme (Ml/d) input as +ve 2051-52: -5.9541; Gains in Water Available For Use / Savings in Demand under the selected programme (Ml/d) input as +ve 2052-53: -6.2988; Gains in Water Available For Use / Savings in Demand under the selected programme (Ml/d) input as +ve 2053-54: -6.6362; Gains in Water Available For Use / Savings in Demand under the selected programme (Ml/d) input as +ve 2054-55: -6.965; Gains in Water Available For Use / Savings in Demand under the selected programme (Ml/d) input as +ve 2055-56: 0; Gains in Water Available For Use / Savings in Demand under the selected programme (Ml/d) input as +ve 2056-57: -7.8407; Gains in Water Available For Use / Savings in Demand under the selected programme (Ml/d) input as +ve 2057-58: -8.3148; Gains in Water Available For Use / Savings in Demand under the selected programme (Ml/d) input as +ve 2058-59: 0; Gains in Water Available For Use / Savings in Demand under the selected programme (Ml/d) input as +ve 2059-60: 0; Gains in Water Available For Use / Savings in Demand under the selected programme (Ml/d) input as +ve 2060-61: 0; Gains in Water Available For Use / Savings in Demand under the selected programme (Ml/d) input as +ve 2061-62: 0; Gains in Water Available For Use / Savings in Demand under the selected programme (Ml/d) input as +ve 2062-63: 0; Gains in Water Available For Use / Savings in Demand under the selected programme (Ml/d) input as +ve 2063-64: 0; Gains in Water Available For Use / Savings in Demand under the selected programme (Ml/d) input as +ve 2064-65: -10.1437; Gains in Water Available For Use / Savings in Demand under the selected programme (Ml/d) input as +ve 2065-66: 0; Gains in Water Available For Use / Savings in Demand under the selected programme (Ml/d) input as +ve 2066-67: 0; Gains in Water Available For Use / Savings in Demand under the selected programme (Ml/d) input as +ve 2067-68: 0; Gains in Water Available For Use / Savings in Demand under the selected programme (Ml/d) input as +ve 2068-69: -11.0431; Gains in Water Available For Use / Savings in Demand under the selected programme (Ml/d) input as +ve 2069-70: 0; Gains in Water Available For Use / Savings in Demand under the selected programme (Ml/d) input as +ve 2070-71: 0; Gains in Water Available For Use / Savings in Demand under the selected programme (Ml/d) input as +ve 2071-72: -11.8064; Gains in Water Available For Use / Savings in Demand under the selected programme (Ml/d) input as +ve 2072-73: 0; Gains in Water Available For Use / Savings in Demand under the selected programme (Ml/d) input as +ve 2073-74: 0; Gains in Water Available For Use / Savings in Demand under the selected programme (Ml/d) input as +ve 2074-75: -12.5763
52aA | Bulk export (SNZ): Pulborough to Havant Thicket Reservoir (50Ml/d) | SWS_SNZ_HI-TFR_PWE_ALL_havant -hardha r 50 | External raw water bulk supply/transfer | Resource Options | N | Alternative Plan 2 | SWSSNT | Ml/d | 2 | Gains in Water Available For Use / Savings in Demand under the selected programme (Ml/d) input as +ve 2039-40: 40; Gains in Water Available For Use / Savings in Demand under the selected programme (Ml/d) input as +ve 2040-41: 40; Gains in Water Available For Use / Savings in Demand under the selected programme (Ml/d) input as +ve 2041-42: 40; Gains in Water Available For Use / Savings in Demand under the selected programme (Ml/d) input as +ve 2042-43: 40; Gains in Water Available For Use / Savings in Demand under the selected programme (Ml/d) input as +ve 2043-44: 40; Gains in Water Available For Use / Savings in Demand under the selected programme (Ml/d) input as +ve 2044-45: 40; Gains in Water Available For Use / Savings in Demand under the selected programme (Ml/d) input as +ve 2045-46: 40; Gains in Water Available For Use / Savings in Demand under the selected programme (Ml/d) input as +ve 2046-47: 40; Gains in Water Available For Use / Savings in Demand under the selected programme (Ml/d) input as +ve 2047-48: 40; Gains in Water Available For Use / Savings in Demand under the selected programme (Ml/d) input as +ve 2048-49: 40; Gains in Water Available For Use / Savings in Demand under the selected programme (Ml/d) input as +ve 2049-50: 40; Gains in Water Available For Use / Savings in Demand under the selected programme (Ml/d) input as +ve 2050-51: 40; Gains in Water Available For Use / Savings in Demand under the selected programme (Ml/d) input as +ve 2051-52: 40; Gains in Water Available For Use / Savings in Demand under the selected programme (Ml/d) input as +ve 2052-53: 40; Gains in Water Available For Use / Savings in Demand under the selected programme (Ml/d) input as +ve 2053-54: 40; Gains in Water Available For Use / Savings in Demand under the selected programme (Ml/d) input as +ve 2054-55: 40; Gains in Water Available For Use / Savings in Demand under the selected programme (Ml/d) input as +ve 2055-56: 32.6442; Gains in Water Available For Use / Savings in Demand under the selected programme (Ml/d) input as +ve 2056-57: 40; Gains in Water Available For Use / Savings in Demand under the selected programme (Ml/d) input as +ve 2057-58: 40; Gains in Water Available For Use / Savings in Demand under the selected programme (Ml/d) input as +ve 2058-59: 31.3405; Gains in Water Available For Use / Savings in Demand under the selected programme (Ml/d) input as +ve 2059-60: 30.9956; Gains in Water Available For Use / Savings in Demand under the selected programme (Ml/d) input as +ve 2060-61: 30.7837; Gains in Water Available For Use / Savings in Demand under the selected programme (Ml/d) input as +ve 2061-62: 30.5523; Gains in Water Available For Use / Savings in Demand under the selected programme (Ml/d) input as +ve 2062-63: 30.3245; Gains in Water Available For Use / Savings in Demand under the selected programme (Ml/d) input as +ve 2063-64: 30.0865; Gains in Water Available For Use / Savings in Demand under the selected programme (Ml/d) input as +ve 2064-65: 40; Gains in Water Available For Use / Savings in Demand under the selected programme (Ml/d) input as +ve 2065-66: 29.6227; Gains in Water Available For Use / Savings in Demand under the selected programme (Ml/d) input as +ve 2066-67: 29.3945; Gains in Water Available For Use / Savings in Demand under the selected programme (Ml/d) input as +ve 2067-68: 29.1752; Gains in Water Available For Use / Savings in Demand under the selected programme (Ml/d) input as +ve 2068-69: 40; Gains in Water Available For Use / Savings in Demand under the selected programme (Ml/d) input as +ve 2069-70: 28.7293; Gains in Water Available For Use / Savings in Demand under the selected programme (Ml/d) input as +ve 2070-71: 28.4496; Gains in Water Available For Use / Savings in Demand under the selected programme (Ml/d) input as +ve 2071-72: 40; Gains in Water Available For Use / Savings in Demand under the selected programme (Ml/d) input as +ve 2072-73: 27.9389; Gains in Water Available For Use / Savings in Demand under the selected programme (Ml/d) input as +ve 2073-74: 27.6809; Gains in Water Available For Use / Savings in Demand under the selected programme (Ml/d) input as +ve 2074-75: 40
52aA | Bulk export (SNZ): Pulborough to Havant Thicket Reservoir (50Ml/d) Phase 2 | SWS_havant th-hardham r 50 pipe WTW phase 2 | External raw water bulk supply/transfer | Resource Options | N | Alternative Plan 2 | SWSSNT | Ml/d | 2 | Gains in Water Available For Use / Savings in Demand under the selected programme (Ml/d) input as +ve 2039-40: 0; Gains in Water Available For Use / Savings in Demand under the selected programme (Ml/d) input as +ve 2040-41: 0; Gains in Water Available For Use / Savings in Demand under the selected programme (Ml/d) input as +ve 2041-42: 0; Gains in Water Available For Use / Savings in Demand under the selected programme (Ml/d) input as +ve 2042-43: 0; Gains in Water Available For Use / Savings in Demand under the selected programme (Ml/d) input as +ve 2043-44: 0; Gains in Water Available For Use / Savings in Demand under the selected programme (Ml/d) input as +ve 2044-45: 0; Gains in Water Available For Use / Savings in Demand under the selected programme (Ml/d) input as +ve 2045-46: 0; Gains in Water Available For Use / Savings in Demand under the selected programme (Ml/d) input as +ve 2046-47: 0; Gains in Water Available For Use / Savings in Demand under the selected programme (Ml/d) input as +ve 2047-48: 0; Gains in Water Available For Use / Savings in Demand under the selected programme (Ml/d) input as +ve 2048-49: 0; Gains in Water Available For Use / Savings in Demand under the selected programme (Ml/d) input as +ve 2049-50: 0; Gains in Water Available For Use / Savings in Demand under the selected programme (Ml/d) input as +ve 2050-51: 0; Gains in Water Available For Use / Savings in Demand under the selected programme (Ml/d) input as +ve 2051-52: 0; Gains in Water Available For Use / Savings in Demand under the selected programme (Ml/d) input as +ve 2052-53: 0; Gains in Water Available For Use / Savings in Demand under the selected programme (Ml/d) input as +ve 2053-54: 0; Gains in Water Available For Use / Savings in Demand under the selected programme (Ml/d) input as +ve 2054-55: 0; Gains in Water Available For Use / Savings in Demand under the selected programme (Ml/d) input as +ve 2055-56: 7.3558; Gains in Water Available For Use / Savings in Demand under the selected programme (Ml/d) input as +ve 2056-57: 0; Gains in Water Available For Use / Savings in Demand under the selected programme (Ml/d) input as +ve 2057-58: 0; Gains in Water Available For Use / Savings in Demand under the selected programme (Ml/d) input as +ve 2058-59: 8.6595; Gains in Water Available For Use / Savings in Demand under the selected programme (Ml/d) input as +ve 2059-60: 9.0044; Gains in Water Available For Use / Savings in Demand under the selected programme (Ml/d) input as +ve 2060-61: 9.2163; Gains in Water Available For Use / Savings in Demand under the selected programme (Ml/d) input as +ve 2061-62: 9.4477; Gains in Water Available For Use / Savings in Demand under the selected programme (Ml/d) input as +ve 2062-63: 9.6755; Gains in Water Available For Use / Savings in Demand under the selected programme (Ml/d) input as +ve 2063-64: 9.9135; Gains in Water Available For Use / Savings in Demand under the selected programme (Ml/d) input as +ve 2064-65: 0; Gains in Water Available For Use / Savings in Demand under the selected programme (Ml/d) input as +ve 2065-66: 10.3773; Gains in Water Available For Use / Savings in Demand under the selected programme (Ml/d) input as +ve 2066-67: 10.6055; Gains in Water Available For Use / Savings in Demand under the selected programme (Ml/d) input as +ve 2067-68: 10.8248; Gains in Water Available For Use / Savings in Demand under the selected programme (Ml/d) input as +ve 2068-69: 0; Gains in Water Available For Use / Savings in Demand under the selected programme (Ml/d) input as +ve 2069-70: 11.2707; Gains in Water Available For Use / Savings in Demand under the selected programme (Ml/d) input as +ve 2070-71: 11.5504; Gains in Water Available For Use / Savings in Demand under the selected programme (Ml/d) input as +ve 2071-72: 0; Gains in Water Available For Use / Savings in Demand under the selected programme (Ml/d) input as +ve 2072-73: 12.0611; Gains in Water Available For Use / Savings in Demand under the selected programme (Ml/d) input as +ve 2073-74: 12.3191; Gains in Water Available For Use / Savings in Demand under the selected programme (Ml/d) input as +ve 2074-75: 0
52aA | Bulk export (SNZ): Pulborough to Havant Thicket Reservoir (50Ml/d) Phase 2 | SWS_havant th-hardham r 50 pipe WTW phase 2 | External raw water bulk supply/transfer | Resource Options | N | Alternative Plan 2 | PWSPRT | Ml/d | 2 | Gains in Water Available For Use / Savings in Demand under the selected programme (Ml/d) input as +ve 2039-40: 0; Gains in Water Available For Use / Savings in Demand under the selected programme (Ml/d) input as +ve 2040-41: 0; Gains in Water Available For Use / Savings in Demand under the selected programme (Ml/d) input as +ve 2041-42: 0; Gains in Water Available For Use / Savings in Demand under the selected programme (Ml/d) input as +ve 2042-43: 0; Gains in Water Available For Use / Savings in Demand under the selected programme (Ml/d) input as +ve 2043-44: 0; Gains in Water Available For Use / Savings in Demand under the selected programme (Ml/d) input as +ve 2044-45: 0; Gains in Water Available For Use / Savings in Demand under the selected programme (Ml/d) input as +ve 2045-46: 0; Gains in Water Available For Use / Savings in Demand under the selected programme (Ml/d) input as +ve 2046-47: 0; Gains in Water Available For Use / Savings in Demand under the selected programme (Ml/d) input as +ve 2047-48: 0; Gains in Water Available For Use / Savings in Demand under the selected programme (Ml/d) input as +ve 2048-49: 0; Gains in Water Available For Use / Savings in Demand under the selected programme (Ml/d) input as +ve 2049-50: 0; Gains in Water Available For Use / Savings in Demand under the selected programme (Ml/d) input as +ve 2050-51: 0; Gains in Water Available For Use / Savings in Demand under the selected programme (Ml/d) input as +ve 2051-52: 0; Gains in Water Available For Use / Savings in Demand under the selected programme (Ml/d) input as +ve 2052-53: 0; Gains in Water Available For Use / Savings in Demand under the selected programme (Ml/d) input as +ve 2053-54: 0; Gains in Water Available For Use / Savings in Demand under the selected programme (Ml/d) input as +ve 2054-55: 0; Gains in Water Available For Use / Savings in Demand under the selected programme (Ml/d) input as +ve 2055-56: -7.3558; Gains in Water Available For Use / Savings in Demand under the selected programme (Ml/d) input as +ve 2056-57: 0; Gains in Water Available For Use / Savings in Demand under the selected programme (Ml/d) input as +ve 2057-58: 0; Gains in Water Available For Use / Savings in Demand under the selected programme (Ml/d) input as +ve 2058-59: -8.6595; Gains in Water Available For Use / Savings in Demand under the selected programme (Ml/d) input as +ve 2059-60: -9.0044; Gains in Water Available For Use / Savings in Demand under the selected programme (Ml/d) input as +ve 2060-61: -9.2163; Gains in Water Available For Use / Savings in Demand under the selected programme (Ml/d) input as +ve 2061-62: -9.4477; Gains in Water Available For Use / Savings in Demand under the selected programme (Ml/d) input as +ve 2062-63: -9.6755; Gains in Water Available For Use / Savings in Demand under the selected programme (Ml/d) input as +ve 2063-64: -9.9135; Gains in Water Available For Use / Savings in Demand under the selected programme (Ml/d) input as +ve 2064-65: 0; Gains in Water Available For Use / Savings in Demand under the selected programme (Ml/d) input as +ve 2065-66: -10.3773; Gains in Water Available For Use / Savings in Demand under the selected programme (Ml/d) input as +ve 2066-67: -10.6055; Gains in Water Available For Use / Savings in Demand under the selected programme (Ml/d) input as +ve 2067-68: -10.8248; Gains in Water Available For Use / Savings in Demand under the selected programme (Ml/d) input as +ve 2068-69: 0; Gains in Water Available For Use / Savings in Demand under the selected programme (Ml/d) input as +ve 2069-70: -11.2707; Gains in Water Available For Use / Savings in Demand under the selected programme (Ml/d) input as +ve 2070-71: -11.5504; Gains in Water Available For Use / Savings in Demand under the selected programme (Ml/d) input as +ve 2071-72: 0; Gains in Water Available For Use / Savings in Demand under the selected programme (Ml/d) input as +ve 2072-73: -12.0611; Gains in Water Available For Use / Savings in Demand under the selected programme (Ml/d) input as +ve 2073-74: -12.3191; Gains in Water Available For Use / Savings in Demand under the selected programme (Ml/d) input as +ve 2074-75: 0
52aA | Bulk export (SNZ): Pulborough to Havant Thicket Reservoir (50Ml/d) Phase 2 | SWS_havant th-hardham r 50 pipe WTW phase 2 | External raw water bulk supply/transfer | Resource Options | N | Alternative Plan 2 | PWSPRT | Ml/d | 2 | Gains in Water Available For Use / Savings in Demand under the selected programme (Ml/d) input as +ve 2055-56: -32.6442; Gains in Water Available For Use / Savings in Demand under the selected programme (Ml/d) input as +ve 2058-59: -31.3405; Gains in Water Available For Use / Savings in Demand under the selected programme (Ml/d) input as +ve 2059-60: -30.9956; Gains in Water Available For Use / Savings in Demand under the selected programme (Ml/d) input as +ve 2060-61: -30.7837; Gains in Water Available For Use / Savings in Demand under the selected programme (Ml/d) input as +ve 2061-62: -30.5523; Gains in Water Available For Use / Savings in Demand under the selected programme (Ml/d) input as +ve 2062-63: -30.3245; Gains in Water Available For Use / Savings in Demand under the selected programme (Ml/d) input as +ve 2063-64: -30.0865; Gains in Water Available For Use / Savings in Demand under the selected programme (Ml/d) input as +ve 2065-66: -29.6227; Gains in Water Available For Use / Savings in Demand under the selected programme (Ml/d) input as +ve 2066-67: -29.3945; Gains in Water Available For Use / Savings in Demand under the selected programme (Ml/d) input as +ve 2067-68: -29.1752; Gains in Water Available For Use / Savings in Demand under the selected programme (Ml/d) input as +ve 2069-70: -28.7293; Gains in Water Available For Use / Savings in Demand under the selected programme (Ml/d) input as +ve 2070-71: -28.4496; Gains in Water Available For Use / Savings in Demand under the selected programme (Ml/d) input as +ve 2072-73: -27.9389; Gains in Water Available For Use / Savings in Demand under the selected programme (Ml/d) input as +ve 2073-74: -27.6809
52cA | Bulk import (HSE): PWC Source A to Eastleigh WSR Extension (30Ml/d) | SWS_pw2moor_extension | External potable bulk supply/transfer | Distribution Options | N | Alternative Plan 2 | PWSPRT | Ml/d | 2 | Gains in Water Available For Use / Savings in Demand under the selected programme (Ml/d) input as +ve 2029-30: -15; Gains in Water Available For Use / Savings in Demand under the selected programme (Ml/d) input as +ve 2030-31: -15; Gains in Water Available For Use / Savings in Demand under the selected programme (Ml/d) input as +ve 2031-32: -15; Gains in Water Available For Use / Savings in Demand under the selected programme (Ml/d) input as +ve 2032-33: -14.2443; Gains in Water Available For Use / Savings in Demand under the selected programme (Ml/d) input as +ve 2033-34: -12.2576; Gains in Water Available For Use / Savings in Demand under the selected programme (Ml/d) input as +ve 2034-35: -6.0553; Gains in Water Available For Use / Savings in Demand under the selected programme (Ml/d) input as +ve 2035-36: -9.9074; Gains in Water Available For Use / Savings in Demand under the selected programme (Ml/d) input as +ve 2036-37: -10.8011; Gains in Water Available For Use / Savings in Demand under the selected programme (Ml/d) input as +ve 2037-38: -12.115; Gains in Water Available For Use / Savings in Demand under the selected programme (Ml/d) input as +ve 2038-39: -13.7331; Gains in Water Available For Use / Savings in Demand under the selected programme (Ml/d) input as +ve 2039-40: -9.9297; Gains in Water Available For Use / Savings in Demand under the selected programme (Ml/d) input as +ve 2040-41: -11.2734; Gains in Water Available For Use / Savings in Demand under the selected programme (Ml/d) input as +ve 2041-42: -8.3404; Gains in Water Available For Use / Savings in Demand under the selected programme (Ml/d) input as +ve 2042-43: -9.7843; Gains in Water Available For Use / Savings in Demand under the selected programme (Ml/d) input as +ve 2043-44: -10.1103; Gains in Water Available For Use / Savings in Demand under the selected programme (Ml/d) input as +ve 2044-45: -10.5105; Gains in Water Available For Use / Savings in Demand under the selected programme (Ml/d) input as +ve 2045-46: -10.8091; Gains in Water Available For Use / Savings in Demand under the selected programme (Ml/d) input as +ve 2046-47: -11.4243; Gains in Water Available For Use / Savings in Demand under the selected programme (Ml/d) input as +ve 2047-48: -11.7113; Gains in Water Available For Use / Savings in Demand under the selected programme (Ml/d) input as +ve 2048-49: -11.7917; Gains in Water Available For Use / Savings in Demand under the selected programme (Ml/d) input as +ve 2049-50: -12.4966; Gains in Water Available For Use / Savings in Demand under the selected programme (Ml/d) input as +ve 2050-51: -12.308; Gains in Water Available For Use / Savings in Demand under the selected programme (Ml/d) input as +ve 2051-52: -12.0136; Gains in Water Available For Use / Savings in Demand under the selected programme (Ml/d) input as +ve 2052-53: -11.2729; Gains in Water Available For Use / Savings in Demand under the selected programme (Ml/d) input as +ve 2053-54: -11.5539; Gains in Water Available For Use / Savings in Demand under the selected programme (Ml/d) input as +ve 2054-55: -10.9763; Gains in Water Available For Use / Savings in Demand under the selected programme (Ml/d) input as +ve 2055-56: -11.1519; Gains in Water Available For Use / Savings in Demand under the selected programme (Ml/d) input as +ve 2056-57: -9.8906; Gains in Water Available For Use / Savings in Demand under the selected programme (Ml/d) input as +ve 2057-58: -10.1193; Gains in Water Available For Use / Savings in Demand under the selected programme (Ml/d) input as +ve 2058-59: -9.5366; Gains in Water Available For Use / Savings in Demand under the selected programme (Ml/d) input as +ve 2059-60: -9.5389; Gains in Water Available For Use / Savings in Demand under the selected programme (Ml/d) input as +ve 2060-61: -9.0324; Gains in Water Available For Use / Savings in Demand under the selected programme (Ml/d) input as +ve 2061-62: -9.3844; Gains in Water Available For Use / Savings in Demand under the selected programme (Ml/d) input as +ve 2062-63: -8.3642; Gains in Water Available For Use / Savings in Demand under the selected programme (Ml/d) input as +ve 2063-64: -8.1808; Gains in Water Available For Use / Savings in Demand under the selected programme (Ml/d) input as +ve 2064-65: -8.2881; Gains in Water Available For Use / Savings in Demand under the selected programme (Ml/d) input as +ve 2065-66: -8.0326; Gains in Water Available For Use / Savings in Demand under the selected programme (Ml/d) input as +ve 2066-67: -8.0692; Gains in Water Available For Use / Savings in Demand under the selected programme (Ml/d) input as +ve 2067-68: -7.7799; Gains in Water Available For Use / Savings in Demand under the selected programme (Ml/d) input as +ve 2068-69: -7.4986; Gains in Water Available For Use / Savings in Demand under the selected programme (Ml/d) input as +ve 2069-70: -6.8754; Gains in Water Available For Use / Savings in Demand under the selected programme (Ml/d) input as +ve 2070-71: -6.4826; Gains in Water Available For Use / Savings in Demand under the selected programme (Ml/d) input as +ve 2071-72: -6.2579; Gains in Water Available For Use / Savings in Demand under the selected programme (Ml/d) input as +ve 2072-73: -5.9667; Gains in Water Available For Use / Savings in Demand under the selected programme (Ml/d) input as +ve 2073-74: -5.9425; Gains in Water Available For Use / Savings in Demand under the selected programme (Ml/d) input as +ve 2074-75: -5.82
52cA | Bulk import (HSE): PWC Source A to Eastleigh WSR Extension (30Ml/d) | SWS_pw2moor_extension | External potable bulk supply/transfer | Distribution Options | N | Alternative Plan 2 | SWSHSE | Ml/d | 2 | Gains in Water Available For Use / Savings in Demand under the selected programme (Ml/d) input as +ve 2029-30: 15; Gains in Water Available For Use / Savings in Demand under the selected programme (Ml/d) input as +ve 2030-31: 15; Gains in Water Available For Use / Savings in Demand under the selected programme (Ml/d) input as +ve 2031-32: 15; Gains in Water Available For Use / Savings in Demand under the selected programme (Ml/d) input as +ve 2032-33: 14.2443; Gains in Water Available For Use / Savings in Demand under the selected programme (Ml/d) input as +ve 2033-34: 12.2576; Gains in Water Available For Use / Savings in Demand under the selected programme (Ml/d) input as +ve 2034-35: 6.0553; Gains in Water Available For Use / Savings in Demand under the selected programme (Ml/d) input as +ve 2035-36: 9.9074; Gains in Water Available For Use / Savings in Demand under the selected programme (Ml/d) input as +ve 2036-37: 10.8011; Gains in Water Available For Use / Savings in Demand under the selected programme (Ml/d) input as +ve 2037-38: 12.115; Gains in Water Available For Use / Savings in Demand under the selected programme (Ml/d) input as +ve 2038-39: 13.7331; Gains in Water Available For Use / Savings in Demand under the selected programme (Ml/d) input as +ve 2039-40: 9.9297; Gains in Water Available For Use / Savings in Demand under the selected programme (Ml/d) input as +ve 2040-41: 11.2734; Gains in Water Available For Use / Savings in Demand under the selected programme (Ml/d) input as +ve 2041-42: 8.3404; Gains in Water Available For Use / Savings in Demand under the selected programme (Ml/d) input as +ve 2042-43: 9.7843; Gains in Water Available For Use / Savings in Demand under the selected programme (Ml/d) input as +ve 2043-44: 10.1103; Gains in Water Available For Use / Savings in Demand under the selected programme (Ml/d) input as +ve 2044-45: 10.5105; Gains in Water Available For Use / Savings in Demand under the selected programme (Ml/d) input as +ve 2045-46: 10.8091; Gains in Water Available For Use / Savings in Demand under the selected programme (Ml/d) input as +ve 2046-47: 11.4243; Gains in Water Available For Use / Savings in Demand under the selected programme (Ml/d) input as +ve 2047-48: 11.7113; Gains in Water Available For Use / Savings in Demand under the selected programme (Ml/d) input as +ve 2048-49: 11.7917; Gains in Water Available For Use / Savings in Demand under the selected programme (Ml/d) input as +ve 2049-50: 12.4966; Gains in Water Available For Use / Savings in Demand under the selected programme (Ml/d) input as +ve 2050-51: 12.308; Gains in Water Available For Use / Savings in Demand under the selected programme (Ml/d) input as +ve 2051-52: 12.0136; Gains in Water Available For Use / Savings in Demand under the selected programme (Ml/d) input as +ve 2052-53: 11.2729; Gains in Water Available For Use / Savings in Demand under the selected programme (Ml/d) input as +ve 2053-54: 11.5539; Gains in Water Available For Use / Savings in Demand under the selected programme (Ml/d) input as +ve 2054-55: 10.9763; Gains in Water Available For Use / Savings in Demand under the selected programme (Ml/d) input as +ve 2055-56: 11.1519; Gains in Water Available For Use / Savings in Demand under the selected programme (Ml/d) input as +ve 2056-57: 9.8906; Gains in Water Available For Use / Savings in Demand under the selected programme (Ml/d) input as +ve 2057-58: 10.1193; Gains in Water Available For Use / Savings in Demand under the selected programme (Ml/d) input as +ve 2058-59: 9.5366; Gains in Water Available For Use / Savings in Demand under the selected programme (Ml/d) input as +ve 2059-60: 9.5389; Gains in Water Available For Use / Savings in Demand under the selected programme (Ml/d) input as +ve 2060-61: 9.0324; Gains in Water Available For Use / Savings in Demand under the selected programme (Ml/d) input as +ve 2061-62: 9.3844; Gains in Water Available For Use / Savings in Demand under the selected programme (Ml/d) input as +ve 2062-63: 8.3642; Gains in Water Available For Use / Savings in Demand under the selected programme (Ml/d) input as +ve 2063-64: 8.1808; Gains in Water Available For Use / Savings in Demand under the selected programme (Ml/d) input as +ve 2064-65: 8.2881; Gains in Water Available For Use / Savings in Demand under the selected programme (Ml/d) input as +ve 2065-66: 8.0326; Gains in Water Available For Use / Savings in Demand under the selected programme (Ml/d) input as +ve 2066-67: 8.0692; Gains in Water Available For Use / Savings in Demand under the selected programme (Ml/d) input as +ve 2067-68: 7.7799; Gains in Water Available For Use / Savings in Demand under the selected programme (Ml/d) input as +ve 2068-69: 7.4986; Gains in Water Available For Use / Savings in Demand under the selected programme (Ml/d) input as +ve 2069-70: 6.8754; Gains in Water Available For Use / Savings in Demand under the selected programme (Ml/d) input as +ve 2070-71: 6.4826; Gains in Water Available For Use / Savings in Demand under the selected programme (Ml/d) input as +ve 2071-72: 6.2579; Gains in Water Available For Use / Savings in Demand under the selected programme (Ml/d) input as +ve 2072-73: 5.9667; Gains in Water Available For Use / Savings in Demand under the selected programme (Ml/d) input as +ve 2073-74: 5.9425; Gains in Water Available For Use / Savings in Demand under the selected programme (Ml/d) input as +ve 2074-75: 5.82
52cA | Bulk import (SNZ): PWC to Pulborough (15Ml/d) | SWS_pw2pul | External potable bulk supply/transfer | Distribution Options | N | Alternative Plan 2 | SWSSNT | Ml/d | 2 |  |  | 0 | 0 | 0 | 0 | 0 | 0 | 0 | 0 | 0 | 0 | 0 | 0 | 0 | 0 | 0 | 0 | 0 | 0 | 0 | 0 | 0 | 0 | 0 | 0 | 0 | 0 | 0 | 0 | 0 | 0 | 0 | 0 | 0 | 0 | 0 | 0 | 0 | 0 | 0 | 0 | 0 | 0 | 0 | 0 | 0 | 0 | 0 | 0 | 0 | 0 | 0 | 0 | 0 | 0
52cA | Bulk import (SNZ): PWC to Pulborough (15Ml/d) | SWS_pw2pul | External potable bulk supply/transfer | Distribution Options | N | Alternative Plan 2 | PWSPRT | Ml/d | 2 |  |  | 0 | 0 | 0 | 0 | 0 | 0 | 0 | 0 | 0 | 0 | 0 | 0 | 0 | 0 | 0 | 0 | 0 | 0 | 0 | 0 | 0 | 0 | 0 | 0 | 0 | 0 | 0 | 0 | 0 | 0 | 0 | 0 | 0 | 0 | 0 | 0 | 0 | 0 | 0 | 0 | 0 | 0 | 0 | 0 | 0 | 0 | 0 | 0 | 0 | 0 | 0 | 0 | 0 | 0
52cA | Bulk import (SNZ): PWC to Pulborough extension (15Ml/d) | SWS_pw2pul_extension | External potable bulk supply/transfer | Distribution Options | N | Alternative Plan 2 | PWSPRT | Ml/d | 2 | [7 empty] | -15 | -15 | -15 | -15 | -15 | -15 | -15 | -15 | -15 | -15 | -15 | -15 | -15 | -15 | -15 | -15 | -15 | -15 | -15 | -15 | -15 | -15 | -15 | -15 | -15 | -15 | -15 | -15 | -15 | -15 | -15 | -15 | -15 | -15 | -15 | -15 | -15 | -15 | -15 | -15 | -15 | -15 | -15 | -15 | -15 | -15 | -15 | -15 | -15
52cA | Bulk import (SNZ): PWC to Pulborough extension (15Ml/d) | SWS_pw2pul_extension | External potable bulk supply/transfer | Distribution Options | N | Alternative Plan 2 | SWSSNT | Ml/d | 2 | [7 empty] | 15 | 15 | 15 | 15 | 15 | 15 | 15 | 15 | 15 | 15 | 15 | 15 | 15 | 15 | 15 | 15 | 15 | 15 | 15 | 15 | 15 | 15 | 15 | 15 | 15 | 15 | 15 | 15 | 15 | 15 | 15 | 15 | 15 | 15 | 15 | 15 | 15 | 15 | 15 | 15 | 15 | 15 | 15 | 15 | 15 | 15 | 15 | 15 | 15
52cA | Bulk import (HSE): PWC Source A to Otterbourne WSW (21Ml/d) | SWS_pwcgm1 | External potable bulk supply/transfer | Distribution Options | N | Alternative Plan 2 | SWSHSE | Ml/d | 2 | Gains in Water Available For Use / Savings in Demand under the selected programme (Ml/d) input as +ve 2031-32: 21; Gains in Water Available For Use / Savings in Demand under the selected programme (Ml/d) input as +ve 2032-33: 21; Gains in Water Available For Use / Savings in Demand under the selected programme (Ml/d) input as +ve 2033-34: 21; Gains in Water Available For Use / Savings in Demand under the selected programme (Ml/d) input as +ve 2034-35: 21; Gains in Water Available For Use / Savings in Demand under the selected programme (Ml/d) input as +ve 2035-36: 21; Gains in Water Available For Use / Savings in Demand under the selected programme (Ml/d) input as +ve 2036-37: 21; Gains in Water Available For Use / Savings in Demand under the selected programme (Ml/d) input as +ve 2037-38: 21; Gains in Water Available For Use / Savings in Demand under the selected programme (Ml/d) input as +ve 2038-39: 21; Gains in Water Available For Use / Savings in Demand under the selected programme (Ml/d) input as +ve 2039-40: 21; Gains in Water Available For Use / Savings in Demand under the selected programme (Ml/d) input as +ve 2040-41: 21; Gains in Water Available For Use / Savings in Demand under the selected programme (Ml/d) input as +ve 2041-42: 21; Gains in Water Available For Use / Savings in Demand under the selected programme (Ml/d) input as +ve 2042-43: 21; Gains in Water Available For Use / Savings in Demand under the selected programme (Ml/d) input as +ve 2043-44: 21; Gains in Water Available For Use / Savings in Demand under the selected programme (Ml/d) input as +ve 2044-45: 21; Gains in Water Available For Use / Savings in Demand under the selected programme (Ml/d) input as +ve 2045-46: 21; Gains in Water Available For Use / Savings in Demand under the selected programme (Ml/d) input as +ve 2046-47: 21; Gains in Water Available For Use / Savings in Demand under the selected programme (Ml/d) input as +ve 2047-48: 21; Gains in Water Available For Use / Savings in Demand under the selected programme (Ml/d) input as +ve 2048-49: 21; Gains in Water Available For Use / Savings in Demand under the selected programme (Ml/d) input as +ve 2049-50: 21; Gains in Water Available For Use / Savings in Demand under the selected programme (Ml/d) input as +ve 2050-51: 21; Gains in Water Available For Use / Savings in Demand under the selected programme (Ml/d) input as +ve 2051-52: 21; Gains in Water Available For Use / Savings in Demand under the selected programme (Ml/d) input as +ve 2052-53: 21; Gains in Water Available For Use / Savings in Demand under the selected programme (Ml/d) input as +ve 2053-54: 21; Gains in Water Available For Use / Savings in Demand under the selected programme (Ml/d) input as +ve 2054-55: 21; Gains in Water Available For Use / Savings in Demand under the selected programme (Ml/d) input as +ve 2055-56: 21; Gains in Water Available For Use / Savings in Demand under the selected programme (Ml/d) input as +ve 2056-57: 21; Gains in Water Available For Use / Savings in Demand under the selected programme (Ml/d) input as +ve 2057-58: 21; Gains in Water Available For Use / Savings in Demand under the selected programme (Ml/d) input as +ve 2058-59: 21; Gains in Water Available For Use / Savings in Demand under the selected programme (Ml/d) input as +ve 2059-60: 21; Gains in Water Available For Use / Savings in Demand under the selected programme (Ml/d) input as +ve 2060-61: 21; Gains in Water Available For Use / Savings in Demand under the selected programme (Ml/d) input as +ve 2061-62: 21; Gains in Water Available For Use / Savings in Demand under the selected programme (Ml/d) input as +ve 2062-63: 21; Gains in Water Available For Use / Savings in Demand under the selected programme (Ml/d) input as +ve 2063-64: 21; Gains in Water Available For Use / Savings in Demand under the selected programme (Ml/d) input as +ve 2064-65: 21; Gains in Water Available For Use / Savings in Demand under the selected programme (Ml/d) input as +ve 2065-66: 21; Gains in Water Available For Use / Savings in Demand under the selected programme (Ml/d) input as +ve 2066-67: 21; Gains in Water Available For Use / Savings in Demand under the selected programme (Ml/d) input as +ve 2067-68: 21; Gains in Water Available For Use / Savings in Demand under the selected programme (Ml/d) input as +ve 2068-69: 21; Gains in Water Available For Use / Savings in Demand under the selected programme (Ml/d) input as +ve 2069-70: 21; Gains in Water Available For Use / Savings in Demand under the selected programme (Ml/d) input as +ve 2070-71: 21; Gains in Water Available For Use / Savings in Demand under the selected programme (Ml/d) input as +ve 2071-72: 21; Gains in Water Available For Use / Savings in Demand under the selected programme (Ml/d) input as +ve 2072-73: 21; Gains in Water Available For Use / Savings in Demand under the selected programme (Ml/d) input as +ve 2073-74: 21; Gains in Water Available For Use / Savings in Demand under the selected programme (Ml/d) input as +ve 2074-75: 21
52cA | Bulk import (HSE): PWC Source A to Otterbourne WSW (21Ml/d) | SWS_pwcgm1 | External potable bulk supply/transfer | Distribution Options | N | Alternative Plan 2 | PWSPRT | Ml/d | 2 | Gains in Water Available For Use / Savings in Demand under the selected programme (Ml/d) input as +ve 2031-32: -21; Gains in Water Available For Use / Savings in Demand under the selected programme (Ml/d) input as +ve 2032-33: -21; Gains in Water Available For Use / Savings in Demand under the selected programme (Ml/d) input as +ve 2033-34: -21; Gains in Water Available For Use / Savings in Demand under the selected programme (Ml/d) input as +ve 2034-35: -21; Gains in Water Available For Use / Savings in Demand under the selected programme (Ml/d) input as +ve 2035-36: -21; Gains in Water Available For Use / Savings in Demand under the selected programme (Ml/d) input as +ve 2036-37: -21; Gains in Water Available For Use / Savings in Demand under the selected programme (Ml/d) input as +ve 2037-38: -21; Gains in Water Available For Use / Savings in Demand under the selected programme (Ml/d) input as +ve 2038-39: -21; Gains in Water Available For Use / Savings in Demand under the selected programme (Ml/d) input as +ve 2039-40: -21; Gains in Water Available For Use / Savings in Demand under the selected programme (Ml/d) input as +ve 2040-41: -21; Gains in Water Available For Use / Savings in Demand under the selected programme (Ml/d) input as +ve 2041-42: -21; Gains in Water Available For Use / Savings in Demand under the selected programme (Ml/d) input as +ve 2042-43: -21; Gains in Water Available For Use / Savings in Demand under the selected programme (Ml/d) input as +ve 2043-44: -21; Gains in Water Available For Use / Savings in Demand under the selected programme (Ml/d) input as +ve 2044-45: -21; Gains in Water Available For Use / Savings in Demand under the selected programme (Ml/d) input as +ve 2045-46: -21; Gains in Water Available For Use / Savings in Demand under the selected programme (Ml/d) input as +ve 2046-47: -21; Gains in Water Available For Use / Savings in Demand under the selected programme (Ml/d) input as +ve 2047-48: -21; Gains in Water Available For Use / Savings in Demand under the selected programme (Ml/d) input as +ve 2048-49: -21; Gains in Water Available For Use / Savings in Demand under the selected programme (Ml/d) input as +ve 2049-50: -21; Gains in Water Available For Use / Savings in Demand under the selected programme (Ml/d) input as +ve 2050-51: -21; Gains in Water Available For Use / Savings in Demand under the selected programme (Ml/d) input as +ve 2051-52: -21; Gains in Water Available For Use / Savings in Demand under the selected programme (Ml/d) input as +ve 2052-53: -21; Gains in Water Available For Use / Savings in Demand under the selected programme (Ml/d) input as +ve 2053-54: -21; Gains in Water Available For Use / Savings in Demand under the selected programme (Ml/d) input as +ve 2054-55: -21; Gains in Water Available For Use / Savings in Demand under the selected programme (Ml/d) input as +ve 2055-56: -21; Gains in Water Available For Use / Savings in Demand under the selected programme (Ml/d) input as +ve 2056-57: -21; Gains in Water Available For Use / Savings in Demand under the selected programme (Ml/d) input as +ve 2057-58: -21; Gains in Water Available For Use / Savings in Demand under the selected programme (Ml/d) input as +ve 2058-59: -21; Gains in Water Available For Use / Savings in Demand under the selected programme (Ml/d) input as +ve 2059-60: -21; Gains in Water Available For Use / Savings in Demand under the selected programme (Ml/d) input as +ve 2060-61: -21; Gains in Water Available For Use / Savings in Demand under the selected programme (Ml/d) input as +ve 2061-62: -21; Gains in Water Available For Use / Savings in Demand under the selected programme (Ml/d) input as +ve 2062-63: -21; Gains in Water Available For Use / Savings in Demand under the selected programme (Ml/d) input as +ve 2063-64: -21; Gains in Water Available For Use / Savings in Demand under the selected programme (Ml/d) input as +ve 2064-65: -21; Gains in Water Available For Use / Savings in Demand under the selected programme (Ml/d) input as +ve 2065-66: -21; Gains in Water Available For Use / Savings in Demand under the selected programme (Ml/d) input as +ve 2066-67: -21; Gains in Water Available For Use / Savings in Demand under the selected programme (Ml/d) input as +ve 2067-68: -21; Gains in Water Available For Use / Savings in Demand under the selected programme (Ml/d) input as +ve 2068-69: -21; Gains in Water Available For Use / Savings in Demand under the selected programme (Ml/d) input as +ve 2069-70: -21; Gains in Water Available For Use / Savings in Demand under the selected programme (Ml/d) input as +ve 2070-71: -21; Gains in Water Available For Use / Savings in Demand under the selected programme (Ml/d) input as +ve 2071-72: -21; Gains in Water Available For Use / Savings in Demand under the selected programme (Ml/d) input as +ve 2072-73: -21; Gains in Water Available For Use / Savings in Demand under the selected programme (Ml/d) input as +ve 2073-74: -21; Gains in Water Available For Use / Savings in Demand under the selected programme (Ml/d) input as +ve 2074-75: -21
52dA | Resilience change from 1 in 500 to 1 in 200 for PWSPRT | PRT_PRT_200_los resilience | Change in levels of service | Customer Options | N | Alternative Plan 3 | PWSPRT | Ml/d | 2 | Gains in Water Available For Use / Savings in Demand under the selected programme (Ml/d) input as +ve 2021-22: 8.731; Gains in Water Available For Use / Savings in Demand under the selected programme (Ml/d) input as +ve 2022-23: 8.7139; Gains in Water Available For Use / Savings in Demand under the selected programme (Ml/d) input as +ve 2023-24: 8.6968; Gains in Water Available For Use / Savings in Demand under the selected programme (Ml/d) input as +ve 2024-25: 8.6796; Gains in Water Available For Use / Savings in Demand under the selected programme (Ml/d) input as +ve 2025-26: 8.6625; Gains in Water Available For Use / Savings in Demand under the selected programme (Ml/d) input as +ve 2026-27: 8.6454; Gains in Water Available For Use / Savings in Demand under the selected programme (Ml/d) input as +ve 2027-28: 8.6282; Gains in Water Available For Use / Savings in Demand under the selected programme (Ml/d) input as +ve 2028-29: 8.6111; Gains in Water Available For Use / Savings in Demand under the selected programme (Ml/d) input as +ve 2029-30: 8.594; Gains in Water Available For Use / Savings in Demand under the selected programme (Ml/d) input as +ve 2030-31: 8.5769; Gains in Water Available For Use / Savings in Demand under the selected programme (Ml/d) input as +ve 2031-32: 8.5597; Gains in Water Available For Use / Savings in Demand under the selected programme (Ml/d) input as +ve 2032-33: 8.5426; Gains in Water Available For Use / Savings in Demand under the selected programme (Ml/d) input as +ve 2033-34: 8.5255; Gains in Water Available For Use / Savings in Demand under the selected programme (Ml/d) input as +ve 2034-35: 8.5084; Gains in Water Available For Use / Savings in Demand under the selected programme (Ml/d) input as +ve 2035-36: 8.4913; Gains in Water Available For Use / Savings in Demand under the selected programme (Ml/d) input as +ve 2036-37: 8.4741; Gains in Water Available For Use / Savings in Demand under the selected programme (Ml/d) input as +ve 2037-38: 8.457; Gains in Water Available For Use / Savings in Demand under the selected programme (Ml/d) input as +ve 2038-39: 8.4399
52dA | AMI / Smart metering - Infrastructure - Company - High+ | PRT_PRT_EF-CRE_ALL_ALL_ami_infra high+ | Other water efficiency | Customer Options | N | Alternative Plan 3 | PWSPRT | Ml/d | 2 | [6 empty] | 0 | 0 | 0 | 0 | 0 | 0 | 0 | 0 | 0 | 0 | 0 | 0 | 0 | 0 | 0 | 0 | 0 | 0 | 0 | 0 | 0 | 0 | 0 | 0 | 0 | 0 | 0 | 0 | 0 | 0 | 0 | 0 | 0 | 0 | 0 | 0 | 0 | 0 | 0 | 0 | 0 | 0 | 0 | 0 | 0 | 0 | 0 | 0 | 0 | 0
52dA | AMI / Smart metering - Household - Company - High+ | PRT_PRT_EF-CRE_ALL_ALL_ami_smrt_m_hh high+ | Metering other selective | Customer Options | N | Alternative Plan 3 | PWSPRT | Ml/d | 2 | [6 empty] | 0 | 0.0223 | 0.1907 | 0.4771 | 0.8777 | 1.3454 | 1.7949 | 2.2715 | 3.2607 | 3.4032 | 3.4032 | 3.4032 | 3.4032 | 3.4032 | 3.4032 | 3.4032 | 3.4032 | 3.4032 | 3.4032 | 3.4032 | 3.4032 | 3.4032 | 3.4032 | 3.4032 | 3.4032 | 3.4032 | 3.4032 | 3.4032 | 3.4032 | 3.4032 | 3.4032 | 3.4032 | 3.4032 | 3.4032 | 3.4032 | 3.4032 | 3.4032 | 3.4032 | 3.4032 | 3.4032 | 3.4032 | 3.4032 | 3.4032 | 3.4032 | 3.4032 | 3.4032 | 3.4032 | 3.4032 | 3.4032 | 3.4032
52dA | AMI / Smart metering - Non-Household - Company - High+ | PRT_PRT_EF-CRE_ALL_ALL_ami_smrt_m_nhh high+ | Metering other selective | Customer Options | N | Alternative Plan 3 | PWSPRT | Ml/d | 2 | [6 empty] | 0.374 | 1.4961 | 2.5086 | 2.9729 | 3.424 | 3.4936 | 3.5632 | 3.6327 | 3.6771 | 3.6771 | 3.6771 | 3.6771 | 3.6771 | 3.6771 | 3.6771 | 3.6771 | 3.6771 | 3.6771 | 3.6771 | 3.6771 | 3.6771 | 3.6771 | 3.6771 | 3.6771 | 3.6771 | 3.6771 | 3.6771 | 3.6771 | 3.6771 | 3.6771 | 3.6771 | 3.6771 | 3.6771 | 3.6771 | 3.6771 | 3.6771 | 3.6771 | 3.6771 | 3.6771 | 3.6771 | 3.6771 | 3.6771 | 3.6771 | 3.6771 | 3.6771 | 3.6771 | 3.6771 | 3.6771 | 3.6771 | 3.6771
52dA | Compulsory metering – Household - Company - High+ | PRT_PRT_EF-CRE_ALL_ALL_comp metering high+ | Metering compulsory | Customer Options | N | Alternative Plan 3 | PWSPRT | Ml/d | 2 | [6 empty] | 0 | 0.1041 | 0.8888 | 2.2231 | 4.0895 | 6.2682 | 8.3622 | 9.9894 | 9.9894 | 9.9894 | 9.9894 | 9.9894 | 9.9894 | 9.9894 | 9.9894 | 9.9894 | 9.9894 | 9.9894 | 9.9894 | 9.9894 | 9.9894 | 9.9894 | 9.9894 | 9.9894 | 9.9894 | 9.9894 | 9.9894 | 9.9894 | 9.9894 | 9.9894 | 9.9894 | 9.9894 | 9.9894 | 9.9894 | 9.9894 | 9.9894 | 9.9894 | 9.9894 | 9.9894 | 9.9894 | 9.9894 | 9.9894 | 9.9894 | 9.9894 | 9.9894 | 9.9894 | 9.9894 | 9.9894 | 9.9894 | 9.9894
52dA | Pressure control device - Company - High+ | PRT_PRT_EF-CRE_ALL_ALL_hh_pressure high+ | Retrofitting indoor water efficiency devices | Customer Options | N | Alternative Plan 3 | PWSPRT | Ml/d | 2 | [6 empty] | 0.0015 | 0.0031 | 0.0047 | 0.0063 | 0.008 | 0.0271 | 0.0463 | 0.0655 | 0.0847 | 0.104 | 0.152 | 0.152 | 0.152 | 0.152 | 0.152 | 0.344 | 0.344 | 0.344 | 0.344 | 0.344 | 0.344 | 0.344 | 0.344 | 0.344 | 0.344 | 0.344 | 0.344 | 0.344 | 0.344 | 0.344 | 0.344 | 0.344 | 0.344 | 0.344 | 0.344 | 0.344 | 0.344 | 0.344 | 0.344 | 0.344 | 0.344 | 0.344 | 0.344 | 0.344 | 0.344 | 0.344 | 0.344 | 0.344 | 0.344 | 0.344
52dA | Optant metering - Company - High+ | PRT_PRT_EF-CRE_ALL_ALL_optant_meter high+ | Metering optants | Customer Options | N | Alternative Plan 3 | PWSPRT | Ml/d | 2 | [6 empty] | 0.0313 | 0.0563 | 0.0763 | 0.0923 | 0.1051 | 0.1153 | 0.1235 | 0.1235 | 0.1235 | 0.1235 | 0.1235 | 0.1235 | 0.1235 | 0.1235 | 0.1235 | 0.1235 | 0.1235 | 0.1235 | 0.1235 | 0.1235 | 0.1235 | 0.1235 | 0.1235 | 0.1235 | 0.1235 | 0.1235 | 0.1235 | 0.1235 | 0.1235 | 0.1235 | 0.1235 | 0.1235 | 0.1235 | 0.1235 | 0.1235 | 0.1235 | 0.1235 | 0.1235 | 0.1235 | 0.1235 | 0.1235 | 0.1235 | 0.1235 | 0.1235 | 0.1235 | 0.1235 | 0.1235 | 0.1235 | 0.1235 | 0.1235
52dA | Government-led Demand Reduction - Profile C+ (Portsmouth Water) | PRT_PRT_EF-LKR_ALL_ALL_dmp prt gov c+2 | Other water efficiency | Customer Options | N | Alternative Plan 3 | PWSPRT | Ml/d | 2 | [6 empty] | 0.30422 | 0.61533 | 0.9344 | 1.2609 | 1.5953 | 2.2574 | 2.9331 | 3.6194 | 4.3096 | 5.4281 | 6.9392 | 8.467 | 10.0076 | 11.5568 | 13.4723 | 14.7443 | 16.0372 | 17.3573 | 18.7048 | 20.0802 | 21.0734 | 22.0818 | 23.1122 | 24.1706 | 25.253 | 25.4441 | 25.5025 | 25.5532 | 25.5986 | 25.6395 | 25.6813 | 25.7201 | 25.7618 | 25.8062 | 25.8474 | 25.8907 | 25.9348 | 25.978 | 26.0221 | 26.0626 | 26.1013 | 26.142 | 26.1868 | 26.2315 | 26.2795 | 26.3275 | 26.3753 | 26.4258 | 26.4766 | 26.5296
52cA | Leakage reduction - Active Leakage Control - Company - High+ | PRT_PRT_EF-LKR_ALL_ALL_leakage_alc high+ | Active leakage management | Distribution Options | N | Alternative Plan 3 | PWSPRT | Ml/d | 2 | [6 empty] | 1.9954 | 1.5687 | 1.662 | 2.2518 | 2.3699 | 2.4414 | 2.3459 | 2.2542 | 2.066 | 2.214 | 2.5126 | 2.8613 | 3.21 | 3.5587 | 3.8674 | 3.9274 | 3.9974 | 4.0674 | 4.1274 | 4.1974 | 4.2674 | 4.3374 | 4.3974 | 4.4574 | 4.5274 | 4.5974 | 4.6574 | 4.7174 | 4.7874 | 4.8474 | 4.9074 | 4.9674 | 5.0474 | 5.1174 | 5.1874 | 5.2674 | 5.3374 | 5.4074 | 5.4874 | 5.5574 | 5.6274 | 5.6974 | 5.7674 | 5.8374 | 5.9074 | 5.9774 | 6.0474 | 6.1174 | 6.1874 | 6.2574
52cA | Leakage reduction - Customer engagement / education / incentives - Non-Household - Company - High+ | PRT_PRT_EF-LKR_ALL_ALL_leakage_custen high+ | Other leakage control | Distribution Options | N | Alternative Plan 3 | PWSPRT | Ml/d | 2 | [6 empty] | 0 | 0 | 0 | 0 | 0 | 0.0126 | 0.0252 | 0.0378 | 0.0504 | 0.063 | 0.0756 | 0.0882 | 0.1008 | 0.1134 | 0.126 | 0.1386 | 0.1512 | 0.1638 | 0.1764 | 0.189 | 0.2016 | 0.2142 | 0.2268 | 0.2394 | 0.252 | 0.2646 | 0.2772 | 0.2898 | 0.3 | 0.3 | 0.3 | 0.3 | 0.3 | 0.3 | 0.3 | 0.3 | 0.3 | 0.3 | 0.3 | 0.3 | 0.3 | 0.3 | 0.3 | 0.3 | 0.3 | 0.3 | 0.3 | 0.3 | 0.3 | 0.3
52dA | Household audit - Company - High+ | PRT_PRT_EF-WEF_ALL_ALL_audit_hh high+ | Household water audit | Customer Options | N | Alternative Plan 3 | PWSPRT | Ml/d | 2 | [6 empty] | 0.085 | 0.17 | 0.255 | 0.3314 | 0.3994 | 0.459 | 0.51 | 0.5524 | 0.5864 | 0.5881 | 0.5898 | 0.5915 | 0.5932 | 0.595 | 0.5966 | 0.5983 | 0.6 | 0.6017 | 0.6034 | 0.6051 | 0.6068 | 0.6085 | 0.6102 | 0.612 | 0.6136 | 0.6153 | 0.617 | 0.6187 | 0.6204 | 0.6221 | 0.6238 | 0.6255 | 0.6272 | 0.629 | 0.6306 | 0.6323 | 0.634 | 0.6357 | 0.6374 | 0.6391 | 0.6408 | 0.6425 | 0.6442 | 0.646 | 0.6476 | 0.6493 | 0.651 | 0.6527 | 0.6544 | 0.6561
52dA | Non-household audit - Company - High+ | PRT_PRT_EF-WEF_ALL_ALL_audit_nhh high+ | Non-household water audit | Customer Options | N | Alternative Plan 3 | PWSPRT | Ml/d | 2 | [6 empty] | 0.0027 | 0.0054 | 0.0082 | 0.0109 | 0.0137 | 0.0164 | 0.0191 | 0.0219 | 0.0246 | 0.0274 | 0.0301 | 0.0301 | 0.0301 | 0.0301 | 0.0301 | 0.0301 | 0.0301 | 0.0301 | 0.0301 | 0.0301 | 0.0301 | 0.0301 | 0.0301 | 0.0301 | 0.0301 | 0.0301 | 0.0301 | 0.0301 | 0.0301 | 0.0301 | 0.0301 | 0.0301 | 0.0301 | 0.0301 | 0.0301 | 0.0301 | 0.0301 | 0.0301 | 0.0301 | 0.0301 | 0.0301 | 0.0301 | 0.0301 | 0.0301 | 0.0301 | 0.0301 | 0.0301 | 0.0301 | 0.0301 | 0.0301
52dA | Awareness campaign: community - Company - High+ | PRT_PRT_EF-WEF_ALL_ALL_awareness high+ | Retrofitting indoor water efficiency devices | Customer Options | N | Alternative Plan 3 | PWSPRT | Ml/d | 2 | [6 empty] | 0.2887 | 0.5775 | 0.8663 | 1.1551 | 1.444 | 1.7327 | 2.0215 | 2.3103 | 2.5991 | 2.888 | 2.902 | 2.916 | 2.903 | 2.945 | 2.959 | 2.974 | 2.988 | 3.003 | 3.017 | 3.031 | 3.046 | 3.06 | 3.0751 | 3.0896 | 3.104 | 3.1185 | 3.133 | 3.1473 | 3.1617 | 3.1762 | 3.1906 | 3.2051 | 3.2195 | 3.234 | 3.2484 | 3.2628 | 3.2773 | 3.2197 | 3.3061 | 3.3206 | 3.335 | 3.3495 | 3.364 | 3.3783 | 3.3928 | 3.4072 | 3.4217 | 3.4361 | 3.4505 | 3.465
52dA | Multi- channel proactive coms - Company - High+ | PRT_PRT_EF-WEF_ALL_ALL_comms high+ | Retrofitting indoor water efficiency devices | Customer Options | N | Alternative Plan 3 | PWSPRT | Ml/d | 2 | [6 empty] | 0.0604 | 0.1208 | 0.1813 | 0.2418 | 0.3023 | 0.3627 | 0.4233 | 0.4837 | 0.5442 | 0.6047 | 0.6652 | 0.7256 | 0.7256 | 0.7256 | 0.7256 | 0.7256 | 0.7256 | 0.7256 | 0.7256 | 0.7256 | 0.7256 | 0.7256 | 0.7256 | 0.7256 | 0.7256 | 0.7256 | 0.7256 | 0.7256 | 0.7256 | 0.7256 | 0.7256 | 0.7256 | 0.7256 | 0.7256 | 0.7256 | 0.7256 | 0.7256 | 0.7256 | 0.7256 | 0.7256 | 0.7256 | 0.7256 | 0.7256 | 0.7256 | 0.7256 | 0.7256 | 0.7256 | 0.7256 | 0.7256 | 0.7256
52dA | Education programme - Company - High+ | PRT_PRT_EF-WEF_ALL_ALL_education high+ | Household water audit | Customer Options | N | Alternative Plan 3 | PWSPRT | Ml/d | 2 | [6 empty] | 0.0113 | 0.0226 | 0.034 | 0.0453 | 0.0566 | 0.068 | 0.0793 | 0.0906 | 0.102 | 0.1133 | 0.1246 | 0.136 | 0.1473 | 0.1577 | 0.17 | 0.1813 | 0.1927 | 0.2041 | 0.2145 | 0.2267 | 0.2381 | 0.2494 | 0.2607 | 0.2721 | 0.2834 | 0.2834 | 0.2834 | 0.2834 | 0.2834 | 0.2834 | 0.2834 | 0.2834 | 0.2834 | 0.2834 | 0.2834 | 0.2834 | 0.2834 | 0.2834 | 0.2834 | 0.2834 | 0.2834 | 0.2834 | 0.2834 | 0.2834 | 0.2834 | 0.2834 | 0.2834 | 0.2834 | 0.2834 | 0.2834
52dA | Retrofit Gadgets - Company - High+ | PRT_PRT_EF-WEF_ALL_ALL_gadgets high+ | Retrofitting indoor water efficiency devices | Customer Options | N | Alternative Plan 3 | PWSPRT | Ml/d | 2 | [6 empty] | 0.0025 | 0.0052 | 0.0078 | 0.0105 | 0.0131 | 0.0157 | 0.0184 | 0.0211 | 0.0236 | 0.0263 | 0.029 | 0.0316 | 0.0342 | 0.0368 | 0.0395 | 0.0422 | 0.0447 | 0.0474 | 0.0501 | 0.0527 | 0.0553 | 0.058 | 0.0606 | 0.0633 | 0.066 | 0.0527 | 0.0553 | 0.058 | 0.0606 | 0.0633 | 0.066 | 0.0685 | 0.0712 | 0.0738 | 0.0765 | 0.0791 | 0.0817 | 0.0844 | 0.0871 | 0.0896 | 0.0923 | 0.095 | 0.0976 | 0.1002 | 0.1028 | 0.1055 | 0.1082 | 0.1107 | 0.1134 | 0.1161
52dA | Introduce innovative tariffs - Company - High+ | PRT_PRT_EF-WEF_ALL_ALL_innovative tariffs high+ | Retrofitting indoor water efficiency devices | Customer Options | N | Alternative Plan 3 | PWSPRT | Ml/d | 2 | [6 empty] | 0 | 0 | 0 | 0 | 0 | 0 | 0 | 0 | 0 | 0 | 2.0133 | 2.0313 | 2.0485 | 2.0645 | 2.0794 | 2.0943 | 2.1091 | 2.1238 | 2.1385 | 2.153 | 2.1675 | 2.1819 | 2.1962 | 2.2104 | 2.2245 | 2.2386 | 2.2455 | 2.2519 | 2.2581 | 2.2641 | 2.2703 | 2.2764 | 2.2825 | 2.2884 | 2.2942 | 2.3001 | 2.3063 | 2.3125 | 2.319 | 2.3256 | 2.3325 | 2.3397 | 2.3468 | 2.3538 | 2.3609 | 2.3677 | 2.3746 | 2.3814 | 2.3882 | 2.3949
52dA | Leak Alarm - Company - High+ | PRT_PRT_EF-WEF_ALL_ALL_leak_alarm high+ | Retrofitting indoor water efficiency devices | Customer Options | N | Alternative Plan 3 | PWSPRT | Ml/d | 2 | [6 empty] | 0.015 | 0.03 | 0.045 | 0.06 | 0.075 | 0.075 | 0.075 | 0.075 | 0.075 | 0.075 | 0.075 | 0.075 | 0.075 | 0.075 | 0.075 | 0.075 | 0.075 | 0.075 | 0.075 | 0.075 | 0.075 | 0.075 | 0.075 | 0.075 | 0.075 | 0.075 | 0.075 | 0.075 | 0.075 | 0.075 | 0.075 | 0.075 | 0.075 | 0.075 | 0.075 | 0.075 | 0.075 | 0.075 | 0.075 | 0.075 | 0.075 | 0.075 | 0.075 | 0.075 | 0.075 | 0.075 | 0.075 | 0.075 | 0.075 | 0.075
52dA | Metering CSL - Company - High+ | PRT_PRT_EF-WEF_ALL_ALL_meter csl high+ | Supply pipe repairs / replacement | Customer Options | N | Alternative Plan 3 | PWSPRT | Ml/d | 2 | [6 empty] | 0 | 0.0875 | 0.7475 | 1.8696 | 3.4393 | 5.2717 | 7.0328 | 8.571 | 9.8887 | 10.0786 | 10.0786 | 10.0786 | 10.0786 | 10.0786 | 10.0786 | 10.0786 | 10.0786 | 10.0786 | 10.0786 | 10.0786 | 10.0786 | 10.0786 | 10.0786 | 10.0786 | 10.0786 | 10.0786 | 10.0786 | 10.0786 | 10.0786 | 10.0786 | 10.0786 | 10.0786 | 10.0786 | 10.0786 | 10.0786 | 10.0786 | 10.0786 | 10.0786 | 10.0786 | 10.0786 | 10.0786 | 10.0786 | 10.0786 | 10.0786 | 10.0786 | 10.0786 | 10.0786 | 10.0786 | 10.0786 | 10.0786
52dA | Community Reward (Waterfit platform) - Company - High+ | PRT_PRT_EF-WEF_ALL_ALL_reduce_consump high+ | Retrofitting indoor water efficiency devices | Customer Options | N | Alternative Plan 3 | PWSPRT | Ml/d | 2 | [6 empty] | 0.044 | 0.088 | 0.132 | 0.176 | 0.22 | 0.264 | 0.308 | 0.352 | 0.396 | 0.44 | 0.484 | 0.528 | 0.572 | 0.616 | 0.66 | 0.704 | 0.748 | 0.792 | 0.836 | 0.88 | 0.924 | 0.968 | 1.012 | 1.056 | 1.1 | 1.1 | 1.1 | 1.1 | 1.1 | 1.1 | 1.1 | 1.1 | 1.1 | 1.1 | 1.1 | 1.1 | 1.1 | 1.1 | 1.1 | 1.1 | 1.1 | 1.1 | 1.1 | 1.1 | 1.1 | 1.1 | 1.1 | 1.1 | 1.1 | 1.1
52dA | Vulnerability - Company - High+ | PRT_PRT_EF-WEF_ALL_ALL_vulnerability high+ | Retrofitting indoor water efficiency devices | Customer Options | N | Alternative Plan 3 | PWSPRT | Ml/d | 2 | [6 empty] | 0.0001 | 0.0003 | 0.0004 | 0.0006 | 0.0008 | 0.001 | 0.0012 | 0.0013 | 0.0015 | 0.0017 | 0.0018 | 0.0021 | 0.0023 | 0.0024 | 0.0026 | 0.0027 | 0.003 | 0.0032 | 0.0033 | 0.0035 | 0.0037 | 0.0038 | 0.0041 | 0.0042 | 0.0044 | 0.0044 | 0.0044 | 0.0044 | 0.0044 | 0.0044 | 0.0044 | 0.0044 | 0.0044 | 0.0044 | 0.0044 | 0.0044 | 0.0044 | 0.0044 | 0.0044 | 0.0044 | 0.0044 | 0.0044 | 0.0044 | 0.0044 | 0.0044 | 0.0044 | 0.0044 | 0.0044 | 0.0044 | 0.0044
52cA | Upgrade Source O Booster to 25Mld | PRT_PRT_HI-ROC_ALL_ALL_Source O booster | Trunk mains renewal/new | Distribution Options | N | Alternative Plan 3 | PWSPRT | Ml/d | 2 | Gains in Water Available For Use / Savings in Demand under the selected programme (Ml/d) input as +ve 2033-34: 4.1; Gains in Water Available For Use / Savings in Demand under the selected programme (Ml/d) input as +ve 2034-35: 4.1; Gains in Water Available For Use / Savings in Demand under the selected programme (Ml/d) input as +ve 2035-36: 4.1; Gains in Water Available For Use / Savings in Demand under the selected programme (Ml/d) input as +ve 2036-37: 4.1; Gains in Water Available For Use / Savings in Demand under the selected programme (Ml/d) input as +ve 2037-38: 4.1; Gains in Water Available For Use / Savings in Demand under the selected programme (Ml/d) input as +ve 2038-39: 4.1; Gains in Water Available For Use / Savings in Demand under the selected programme (Ml/d) input as +ve 2039-40: 4.1; Gains in Water Available For Use / Savings in Demand under the selected programme (Ml/d) input as +ve 2040-41: 4.1; Gains in Water Available For Use / Savings in Demand under the selected programme (Ml/d) input as +ve 2041-42: 4.1; Gains in Water Available For Use / Savings in Demand under the selected programme (Ml/d) input as +ve 2042-43: 4.1; Gains in Water Available For Use / Savings in Demand under the selected programme (Ml/d) input as +ve 2043-44: 4.1; Gains in Water Available For Use / Savings in Demand under the selected programme (Ml/d) input as +ve 2044-45: 4.1; Gains in Water Available For Use / Savings in Demand under the selected programme (Ml/d) input as +ve 2045-46: 4.1; Gains in Water Available For Use / Savings in Demand under the selected programme (Ml/d) input as +ve 2046-47: 4.1; Gains in Water Available For Use / Savings in Demand under the selected programme (Ml/d) input as +ve 2047-48: 4.1; Gains in Water Available For Use / Savings in Demand under the selected programme (Ml/d) input as +ve 2048-49: 4.1; Gains in Water Available For Use / Savings in Demand under the selected programme (Ml/d) input as +ve 2049-50: 4.1; Gains in Water Available For Use / Savings in Demand under the selected programme (Ml/d) input as +ve 2050-51: 4.1; Gains in Water Available For Use / Savings in Demand under the selected programme (Ml/d) input as +ve 2051-52: 4.1; Gains in Water Available For Use / Savings in Demand under the selected programme (Ml/d) input as +ve 2052-53: 4.1; Gains in Water Available For Use / Savings in Demand under the selected programme (Ml/d) input as +ve 2053-54: 4.1; Gains in Water Available For Use / Savings in Demand under the selected programme (Ml/d) input as +ve 2054-55: 4.1; Gains in Water Available For Use / Savings in Demand under the selected programme (Ml/d) input as +ve 2055-56: 4.1; Gains in Water Available For Use / Savings in Demand under the selected programme (Ml/d) input as +ve 2056-57: 4.1; Gains in Water Available For Use / Savings in Demand under the selected programme (Ml/d) input as +ve 2057-58: 4.1; Gains in Water Available For Use / Savings in Demand under the selected programme (Ml/d) input as +ve 2058-59: 4.1; Gains in Water Available For Use / Savings in Demand under the selected programme (Ml/d) input as +ve 2059-60: 4.1; Gains in Water Available For Use / Savings in Demand under the selected programme (Ml/d) input as +ve 2060-61: 4.1; Gains in Water Available For Use / Savings in Demand under the selected programme (Ml/d) input as +ve 2061-62: 4.1; Gains in Water Available For Use / Savings in Demand under the selected programme (Ml/d) input as +ve 2062-63: 4.1; Gains in Water Available For Use / Savings in Demand under the selected programme (Ml/d) input as +ve 2063-64: 4.1; Gains in Water Available For Use / Savings in Demand under the selected programme (Ml/d) input as +ve 2064-65: 4.1; Gains in Water Available For Use / Savings in Demand under the selected programme (Ml/d) input as +ve 2065-66: 4.1; Gains in Water Available For Use / Savings in Demand under the selected programme (Ml/d) input as +ve 2066-67: 4.1; Gains in Water Available For Use / Savings in Demand under the selected programme (Ml/d) input as +ve 2067-68: 4.1; Gains in Water Available For Use / Savings in Demand under the selected programme (Ml/d) input as +ve 2068-69: 4.1; Gains in Water Available For Use / Savings in Demand under the selected programme (Ml/d) input as +ve 2069-70: 4.1; Gains in Water Available For Use / Savings in Demand under the selected programme (Ml/d) input as +ve 2070-71: 4.1; Gains in Water Available For Use / Savings in Demand under the selected programme (Ml/d) input as +ve 2071-72: 4.1; Gains in Water Available For Use / Savings in Demand under the selected programme (Ml/d) input as +ve 2072-73: 4.1; Gains in Water Available For Use / Savings in Demand under the selected programme (Ml/d) input as +ve 2073-74: 4.1; Gains in Water Available For Use / Savings in Demand under the selected programme (Ml/d) input as +ve 2074-75: 4.1
52cA | HT to Reservoir B via Works A 10Ml/d | PRT_PRT_HI-ROC_NET_ALL_Works A to Reservoir B 10 | Trunk mains renewal/new | Distribution Options | N | Alternative Plan 3 | PWSPRT | Ml/d | 2 | Gains in Water Available For Use / Savings in Demand under the selected programme (Ml/d) input as +ve 2074-75: 0
52aA | Drought Permit: Source S (to 2041) | PRT_PRT_RE-DRP_ALL_ALL_Source S drought | Drought permits/orders | Resource Options | N | Alternative Plan 3 | PWSPRT | Ml/d | 2 |  |  | 3.4 | 3.4 | 3.4 | 3.4 | 3.4 | 3.4 | 3.4 | 3.4 | 3.4 | 3.4 | 3.4 | 3.4 | 3.4 | 3.4 | 3.4 | 3.4 | 3.4 | 3.4 | 3.4 | 3.4 | 0 | 0 | 0 | 0 | 0 | 0 | 0 | 0 | 0 | 0 | 0 | 0 | 0 | 0 | 0 | 0 | 0 | 0 | 0 | 0 | 0 | 0 | 0 | 0 | 0 | 0 | 0 | 0 | 0 | 0 | 0 | 0 | 0 | 0
52dA | Non-essential use bans | PRT_PRT_RE-OTH_ALL_ALL_neubs | Drought - water use restrictions | Customer Options | N | Alternative Plan 3 | PWSPRT | Ml/d | 2 |  |  | 5.3 | 5.3 | 5.3 | 5.3 | 5.3 | 5.3 | 5.3 | 5.3 | 5.3 | 5.3 | 5.3 | 5.3 | 5.3 | 5.3 | 5.3 | 5.3 | 5.3 | 5.3 | 5.3 | 5.3 | 5.3 | 5.3 | 5.3 | 5.3 | 5.3 | 5.3 | 5.3 | 5.3 | 5.3 | 5.3 | 5.3 | 5.3 | 5.3 | 5.3 | 5.3 | 5.3 | 5.3 | 5.3 | 5.3 | 5.3 | 5.3 | 5.3 | 5.3 | 5.3 | 5.3 | 5.3 | 5.3 | 5.3 | 5.3 | 5.3 | 5.3 | 5.3 | 5.3 | 5.3
52dA | Temporary use bans | PRT_PRT_RE-OTH_ALL_ALL_tubs | Drought - water use restrictions | Customer Options | N | Alternative Plan 3 | PWSPRT | Ml/d | 2 |  |  | 13.5 | 13.5 | 13.5 | 13.5 | 13.5 | 13.5 | 13.5 | 13.5 | 13.5 | 13.5 | 13.5 | 13.5 | 13.5 | 13.5 | 13.5 | 13.5 | 13.5 | 13.5 | 13.5 | 13.5 | 13.5 | 13.5 | 13.5 | 13.5 | 13.5 | 13.5 | 13.5 | 13.5 | 13.5 | 13.5 | 13.5 | 13.5 | 13.5 | 13.5 | 13.5 | 13.5 | 13.5 | 13.5 | 13.5 | 13.5 | 13.5 | 13.5 | 13.5 | 13.5 | 13.5 | 13.5 | 13.5 | 13.5 | 13.5 | 13.5 | 13.5 | 13.5 | 13.5 | 13.5
52cA | Bulk import (HSE): Reading to Otterbourne - raw (200Ml/d) (25 Ml/d Phase 1) | SWS_HSE_EF-TFR_REP_ALL_pwc2_res2 | External potable bulk supply/transfer | Distribution Options | N | Alternative Plan 3 | SWSHSE | Ml/d | 2 | Gains in Water Available For Use / Savings in Demand under the selected programme (Ml/d) input as +ve 2040-41: 0; Gains in Water Available For Use / Savings in Demand under the selected programme (Ml/d) input as +ve 2041-42: 0; Gains in Water Available For Use / Savings in Demand under the selected programme (Ml/d) input as +ve 2042-43: 0; Gains in Water Available For Use / Savings in Demand under the selected programme (Ml/d) input as +ve 2043-44: 0; Gains in Water Available For Use / Savings in Demand under the selected programme (Ml/d) input as +ve 2044-45: 0; Gains in Water Available For Use / Savings in Demand under the selected programme (Ml/d) input as +ve 2045-46: 0; Gains in Water Available For Use / Savings in Demand under the selected programme (Ml/d) input as +ve 2046-47: 0; Gains in Water Available For Use / Savings in Demand under the selected programme (Ml/d) input as +ve 2047-48: 0; Gains in Water Available For Use / Savings in Demand under the selected programme (Ml/d) input as +ve 2048-49: 0; Gains in Water Available For Use / Savings in Demand under the selected programme (Ml/d) input as +ve 2049-50: 0; Gains in Water Available For Use / Savings in Demand under the selected programme (Ml/d) input as +ve 2050-51: 0; Gains in Water Available For Use / Savings in Demand under the selected programme (Ml/d) input as +ve 2051-52: 0; Gains in Water Available For Use / Savings in Demand under the selected programme (Ml/d) input as +ve 2052-53: 0; Gains in Water Available For Use / Savings in Demand under the selected programme (Ml/d) input as +ve 2053-54: 0; Gains in Water Available For Use / Savings in Demand under the selected programme (Ml/d) input as +ve 2054-55: 0; Gains in Water Available For Use / Savings in Demand under the selected programme (Ml/d) input as +ve 2055-56: 0; Gains in Water Available For Use / Savings in Demand under the selected programme (Ml/d) input as +ve 2056-57: 0; Gains in Water Available For Use / Savings in Demand under the selected programme (Ml/d) input as +ve 2057-58: 0; Gains in Water Available For Use / Savings in Demand under the selected programme (Ml/d) input as +ve 2058-59: 0; Gains in Water Available For Use / Savings in Demand under the selected programme (Ml/d) input as +ve 2059-60: 0; Gains in Water Available For Use / Savings in Demand under the selected programme (Ml/d) input as +ve 2060-61: 0; Gains in Water Available For Use / Savings in Demand under the selected programme (Ml/d) input as +ve 2061-62: 0; Gains in Water Available For Use / Savings in Demand under the selected programme (Ml/d) input as +ve 2062-63: 0; Gains in Water Available For Use / Savings in Demand under the selected programme (Ml/d) input as +ve 2063-64: 0; Gains in Water Available For Use / Savings in Demand under the selected programme (Ml/d) input as +ve 2064-65: 0; Gains in Water Available For Use / Savings in Demand under the selected programme (Ml/d) input as +ve 2065-66: 0; Gains in Water Available For Use / Savings in Demand under the selected programme (Ml/d) input as +ve 2066-67: 0; Gains in Water Available For Use / Savings in Demand under the selected programme (Ml/d) input as +ve 2067-68: 0; Gains in Water Available For Use / Savings in Demand under the selected programme (Ml/d) input as +ve 2068-69: 0; Gains in Water Available For Use / Savings in Demand under the selected programme (Ml/d) input as +ve 2069-70: 0; Gains in Water Available For Use / Savings in Demand under the selected programme (Ml/d) input as +ve 2070-71: 0; Gains in Water Available For Use / Savings in Demand under the selected programme (Ml/d) input as +ve 2071-72: 0; Gains in Water Available For Use / Savings in Demand under the selected programme (Ml/d) input as +ve 2072-73: 0; Gains in Water Available For Use / Savings in Demand under the selected programme (Ml/d) input as +ve 2073-74: 0; Gains in Water Available For Use / Savings in Demand under the selected programme (Ml/d) input as +ve 2074-75: 0
52cA | Bulk import (HSE): Reading to Otterbourne - raw (200Ml/d) (25 Ml/d Phase 1) | SWS_HSE_EF-TFR_REP_ALL_pwc2_res2 | External potable bulk supply/transfer | Distribution Options | N | Alternative Plan 3 | PWSPRT | Ml/d | 2 | Gains in Water Available For Use / Savings in Demand under the selected programme (Ml/d) input as +ve 2040-41: 0; Gains in Water Available For Use / Savings in Demand under the selected programme (Ml/d) input as +ve 2041-42: 0; Gains in Water Available For Use / Savings in Demand under the selected programme (Ml/d) input as +ve 2042-43: 0; Gains in Water Available For Use / Savings in Demand under the selected programme (Ml/d) input as +ve 2043-44: 0; Gains in Water Available For Use / Savings in Demand under the selected programme (Ml/d) input as +ve 2044-45: 0; Gains in Water Available For Use / Savings in Demand under the selected programme (Ml/d) input as +ve 2045-46: 0; Gains in Water Available For Use / Savings in Demand under the selected programme (Ml/d) input as +ve 2046-47: 0; Gains in Water Available For Use / Savings in Demand under the selected programme (Ml/d) input as +ve 2047-48: 0; Gains in Water Available For Use / Savings in Demand under the selected programme (Ml/d) input as +ve 2048-49: 0; Gains in Water Available For Use / Savings in Demand under the selected programme (Ml/d) input as +ve 2049-50: 0; Gains in Water Available For Use / Savings in Demand under the selected programme (Ml/d) input as +ve 2050-51: 0; Gains in Water Available For Use / Savings in Demand under the selected programme (Ml/d) input as +ve 2051-52: 0; Gains in Water Available For Use / Savings in Demand under the selected programme (Ml/d) input as +ve 2052-53: 0; Gains in Water Available For Use / Savings in Demand under the selected programme (Ml/d) input as +ve 2053-54: 0; Gains in Water Available For Use / Savings in Demand under the selected programme (Ml/d) input as +ve 2054-55: 0; Gains in Water Available For Use / Savings in Demand under the selected programme (Ml/d) input as +ve 2055-56: 0; Gains in Water Available For Use / Savings in Demand under the selected programme (Ml/d) input as +ve 2056-57: 0; Gains in Water Available For Use / Savings in Demand under the selected programme (Ml/d) input as +ve 2057-58: 0; Gains in Water Available For Use / Savings in Demand under the selected programme (Ml/d) input as +ve 2058-59: 0; Gains in Water Available For Use / Savings in Demand under the selected programme (Ml/d) input as +ve 2059-60: 0; Gains in Water Available For Use / Savings in Demand under the selected programme (Ml/d) input as +ve 2060-61: 0; Gains in Water Available For Use / Savings in Demand under the selected programme (Ml/d) input as +ve 2061-62: 0; Gains in Water Available For Use / Savings in Demand under the selected programme (Ml/d) input as +ve 2062-63: 0; Gains in Water Available For Use / Savings in Demand under the selected programme (Ml/d) input as +ve 2063-64: 0; Gains in Water Available For Use / Savings in Demand under the selected programme (Ml/d) input as +ve 2064-65: 0; Gains in Water Available For Use / Savings in Demand under the selected programme (Ml/d) input as +ve 2065-66: 0; Gains in Water Available For Use / Savings in Demand under the selected programme (Ml/d) input as +ve 2066-67: 0; Gains in Water Available For Use / Savings in Demand under the selected programme (Ml/d) input as +ve 2067-68: 0; Gains in Water Available For Use / Savings in Demand under the selected programme (Ml/d) input as +ve 2068-69: 0; Gains in Water Available For Use / Savings in Demand under the selected programme (Ml/d) input as +ve 2069-70: 0; Gains in Water Available For Use / Savings in Demand under the selected programme (Ml/d) input as +ve 2070-71: 0; Gains in Water Available For Use / Savings in Demand under the selected programme (Ml/d) input as +ve 2071-72: 0; Gains in Water Available For Use / Savings in Demand under the selected programme (Ml/d) input as +ve 2072-73: 0; Gains in Water Available For Use / Savings in Demand under the selected programme (Ml/d) input as +ve 2073-74: 0; Gains in Water Available For Use / Savings in Demand under the selected programme (Ml/d) input as +ve 2074-75: 0
52aA | Bulk import (HSE): Havant Thicket Reservoir to Otterbourne WSW pipeline - first section (90Ml/d) | SWS_HTE_HI-TFR_PWE_CNO_ht-ott mm 90 | External raw water bulk supply/transfer | Resource Options | N | Alternative Plan 3 | SWSHSE | Ml/d | 2 | Gains in Water Available For Use / Savings in Demand under the selected programme (Ml/d) input as +ve 2034-35: 20; Gains in Water Available For Use / Savings in Demand under the selected programme (Ml/d) input as +ve 2035-36: 20; Gains in Water Available For Use / Savings in Demand under the selected programme (Ml/d) input as +ve 2036-37: 20; Gains in Water Available For Use / Savings in Demand under the selected programme (Ml/d) input as +ve 2037-38: 20; Gains in Water Available For Use / Savings in Demand under the selected programme (Ml/d) input as +ve 2038-39: 20; Gains in Water Available For Use / Savings in Demand under the selected programme (Ml/d) input as +ve 2039-40: 20; Gains in Water Available For Use / Savings in Demand under the selected programme (Ml/d) input as +ve 2040-41: 20; Gains in Water Available For Use / Savings in Demand under the selected programme (Ml/d) input as +ve 2041-42: 20; Gains in Water Available For Use / Savings in Demand under the selected programme (Ml/d) input as +ve 2042-43: 20; Gains in Water Available For Use / Savings in Demand under the selected programme (Ml/d) input as +ve 2043-44: 20; Gains in Water Available For Use / Savings in Demand under the selected programme (Ml/d) input as +ve 2044-45: 20; Gains in Water Available For Use / Savings in Demand under the selected programme (Ml/d) input as +ve 2045-46: 20; Gains in Water Available For Use / Savings in Demand under the selected programme (Ml/d) input as +ve 2046-47: 20; Gains in Water Available For Use / Savings in Demand under the selected programme (Ml/d) input as +ve 2047-48: 20; Gains in Water Available For Use / Savings in Demand under the selected programme (Ml/d) input as +ve 2048-49: 20; Gains in Water Available For Use / Savings in Demand under the selected programme (Ml/d) input as +ve 2049-50: 20; Gains in Water Available For Use / Savings in Demand under the selected programme (Ml/d) input as +ve 2050-51: 20; Gains in Water Available For Use / Savings in Demand under the selected programme (Ml/d) input as +ve 2051-52: 20; Gains in Water Available For Use / Savings in Demand under the selected programme (Ml/d) input as +ve 2052-53: 20; Gains in Water Available For Use / Savings in Demand under the selected programme (Ml/d) input as +ve 2053-54: 20; Gains in Water Available For Use / Savings in Demand under the selected programme (Ml/d) input as +ve 2054-55: 20; Gains in Water Available For Use / Savings in Demand under the selected programme (Ml/d) input as +ve 2055-56: 20; Gains in Water Available For Use / Savings in Demand under the selected programme (Ml/d) input as +ve 2056-57: 20; Gains in Water Available For Use / Savings in Demand under the selected programme (Ml/d) input as +ve 2057-58: 20; Gains in Water Available For Use / Savings in Demand under the selected programme (Ml/d) input as +ve 2058-59: 20; Gains in Water Available For Use / Savings in Demand under the selected programme (Ml/d) input as +ve 2059-60: 20; Gains in Water Available For Use / Savings in Demand under the selected programme (Ml/d) input as +ve 2060-61: 20; Gains in Water Available For Use / Savings in Demand under the selected programme (Ml/d) input as +ve 2061-62: 20; Gains in Water Available For Use / Savings in Demand under the selected programme (Ml/d) input as +ve 2062-63: 20; Gains in Water Available For Use / Savings in Demand under the selected programme (Ml/d) input as +ve 2063-64: 20; Gains in Water Available For Use / Savings in Demand under the selected programme (Ml/d) input as +ve 2064-65: 20; Gains in Water Available For Use / Savings in Demand under the selected programme (Ml/d) input as +ve 2065-66: 20; Gains in Water Available For Use / Savings in Demand under the selected programme (Ml/d) input as +ve 2066-67: 20; Gains in Water Available For Use / Savings in Demand under the selected programme (Ml/d) input as +ve 2067-68: 20; Gains in Water Available For Use / Savings in Demand under the selected programme (Ml/d) input as +ve 2068-69: 20; Gains in Water Available For Use / Savings in Demand under the selected programme (Ml/d) input as +ve 2069-70: 20; Gains in Water Available For Use / Savings in Demand under the selected programme (Ml/d) input as +ve 2070-71: 20; Gains in Water Available For Use / Savings in Demand under the selected programme (Ml/d) input as +ve 2071-72: 20; Gains in Water Available For Use / Savings in Demand under the selected programme (Ml/d) input as +ve 2072-73: 20; Gains in Water Available For Use / Savings in Demand under the selected programme (Ml/d) input as +ve 2073-74: 20; Gains in Water Available For Use / Savings in Demand under the selected programme (Ml/d) input as +ve 2074-75: 20
52aA | Bulk import (HSE): Havant Thicket Reservoir to Otterbourne WSW pipeline - first section (90Ml/d) | SWS_HTE_HI-TFR_PWE_CNO_ht-ott mm 90 | External raw water bulk supply/transfer | Resource Options | N | Alternative Plan 3 | PWSPRT | Ml/d | 2 | Gains in Water Available For Use / Savings in Demand under the selected programme (Ml/d) input as +ve 2034-35: -20; Gains in Water Available For Use / Savings in Demand under the selected programme (Ml/d) input as +ve 2035-36: -20; Gains in Water Available For Use / Savings in Demand under the selected programme (Ml/d) input as +ve 2036-37: -20; Gains in Water Available For Use / Savings in Demand under the selected programme (Ml/d) input as +ve 2037-38: -20; Gains in Water Available For Use / Savings in Demand under the selected programme (Ml/d) input as +ve 2038-39: -20; Gains in Water Available For Use / Savings in Demand under the selected programme (Ml/d) input as +ve 2039-40: -20; Gains in Water Available For Use / Savings in Demand under the selected programme (Ml/d) input as +ve 2040-41: -20; Gains in Water Available For Use / Savings in Demand under the selected programme (Ml/d) input as +ve 2041-42: -20; Gains in Water Available For Use / Savings in Demand under the selected programme (Ml/d) input as +ve 2042-43: -20; Gains in Water Available For Use / Savings in Demand under the selected programme (Ml/d) input as +ve 2043-44: -20; Gains in Water Available For Use / Savings in Demand under the selected programme (Ml/d) input as +ve 2044-45: -20; Gains in Water Available For Use / Savings in Demand under the selected programme (Ml/d) input as +ve 2045-46: -20; Gains in Water Available For Use / Savings in Demand under the selected programme (Ml/d) input as +ve 2046-47: -20; Gains in Water Available For Use / Savings in Demand under the selected programme (Ml/d) input as +ve 2047-48: -20; Gains in Water Available For Use / Savings in Demand under the selected programme (Ml/d) input as +ve 2048-49: -20; Gains in Water Available For Use / Savings in Demand under the selected programme (Ml/d) input as +ve 2049-50: -20; Gains in Water Available For Use / Savings in Demand under the selected programme (Ml/d) input as +ve 2050-51: -20; Gains in Water Available For Use / Savings in Demand under the selected programme (Ml/d) input as +ve 2051-52: -20; Gains in Water Available For Use / Savings in Demand under the selected programme (Ml/d) input as +ve 2052-53: -20; Gains in Water Available For Use / Savings in Demand under the selected programme (Ml/d) input as +ve 2053-54: -20; Gains in Water Available For Use / Savings in Demand under the selected programme (Ml/d) input as +ve 2054-55: -20; Gains in Water Available For Use / Savings in Demand under the selected programme (Ml/d) input as +ve 2055-56: -20; Gains in Water Available For Use / Savings in Demand under the selected programme (Ml/d) input as +ve 2056-57: -20; Gains in Water Available For Use / Savings in Demand under the selected programme (Ml/d) input as +ve 2057-58: -20; Gains in Water Available For Use / Savings in Demand under the selected programme (Ml/d) input as +ve 2058-59: -20; Gains in Water Available For Use / Savings in Demand under the selected programme (Ml/d) input as +ve 2059-60: -20; Gains in Water Available For Use / Savings in Demand under the selected programme (Ml/d) input as +ve 2060-61: -20; Gains in Water Available For Use / Savings in Demand under the selected programme (Ml/d) input as +ve 2061-62: -20; Gains in Water Available For Use / Savings in Demand under the selected programme (Ml/d) input as +ve 2062-63: -20; Gains in Water Available For Use / Savings in Demand under the selected programme (Ml/d) input as +ve 2063-64: -20; Gains in Water Available For Use / Savings in Demand under the selected programme (Ml/d) input as +ve 2064-65: -20; Gains in Water Available For Use / Savings in Demand under the selected programme (Ml/d) input as +ve 2065-66: -20; Gains in Water Available For Use / Savings in Demand under the selected programme (Ml/d) input as +ve 2066-67: -20; Gains in Water Available For Use / Savings in Demand under the selected programme (Ml/d) input as +ve 2067-68: -20; Gains in Water Available For Use / Savings in Demand under the selected programme (Ml/d) input as +ve 2068-69: -20; Gains in Water Available For Use / Savings in Demand under the selected programme (Ml/d) input as +ve 2069-70: -20; Gains in Water Available For Use / Savings in Demand under the selected programme (Ml/d) input as +ve 2070-71: -20; Gains in Water Available For Use / Savings in Demand under the selected programme (Ml/d) input as +ve 2071-72: -20; Gains in Water Available For Use / Savings in Demand under the selected programme (Ml/d) input as +ve 2072-73: -20; Gains in Water Available For Use / Savings in Demand under the selected programme (Ml/d) input as +ve 2073-74: -20; Gains in Water Available For Use / Savings in Demand under the selected programme (Ml/d) input as +ve 2074-75: -20
52aA | Recycling (HSE): Recharge of Havant Thicket from recycled water from Budds Farm (60Ml/d) | SWS_PWE_HI-REU_RE1_CNO_60toht v0.1 | Water reuse | Resource Options | N | Alternative Plan 3 | PWSPRT | Ml/d | 2 | Gains in Water Available For Use / Savings in Demand under the selected programme (Ml/d) input as +ve 2034-35: 20; Gains in Water Available For Use / Savings in Demand under the selected programme (Ml/d) input as +ve 2035-36: 20; Gains in Water Available For Use / Savings in Demand under the selected programme (Ml/d) input as +ve 2036-37: 20; Gains in Water Available For Use / Savings in Demand under the selected programme (Ml/d) input as +ve 2037-38: 20; Gains in Water Available For Use / Savings in Demand under the selected programme (Ml/d) input as +ve 2038-39: 20; Gains in Water Available For Use / Savings in Demand under the selected programme (Ml/d) input as +ve 2039-40: 20; Gains in Water Available For Use / Savings in Demand under the selected programme (Ml/d) input as +ve 2040-41: 20; Gains in Water Available For Use / Savings in Demand under the selected programme (Ml/d) input as +ve 2041-42: 20; Gains in Water Available For Use / Savings in Demand under the selected programme (Ml/d) input as +ve 2042-43: 20; Gains in Water Available For Use / Savings in Demand under the selected programme (Ml/d) input as +ve 2043-44: 20; Gains in Water Available For Use / Savings in Demand under the selected programme (Ml/d) input as +ve 2044-45: 20; Gains in Water Available For Use / Savings in Demand under the selected programme (Ml/d) input as +ve 2045-46: 20; Gains in Water Available For Use / Savings in Demand under the selected programme (Ml/d) input as +ve 2046-47: 20; Gains in Water Available For Use / Savings in Demand under the selected programme (Ml/d) input as +ve 2047-48: 20; Gains in Water Available For Use / Savings in Demand under the selected programme (Ml/d) input as +ve 2048-49: 20; Gains in Water Available For Use / Savings in Demand under the selected programme (Ml/d) input as +ve 2049-50: 20; Gains in Water Available For Use / Savings in Demand under the selected programme (Ml/d) input as +ve 2050-51: 20; Gains in Water Available For Use / Savings in Demand under the selected programme (Ml/d) input as +ve 2051-52: 20; Gains in Water Available For Use / Savings in Demand under the selected programme (Ml/d) input as +ve 2052-53: 20; Gains in Water Available For Use / Savings in Demand under the selected programme (Ml/d) input as +ve 2053-54: 20; Gains in Water Available For Use / Savings in Demand under the selected programme (Ml/d) input as +ve 2054-55: 20; Gains in Water Available For Use / Savings in Demand under the selected programme (Ml/d) input as +ve 2055-56: 20; Gains in Water Available For Use / Savings in Demand under the selected programme (Ml/d) input as +ve 2056-57: 20; Gains in Water Available For Use / Savings in Demand under the selected programme (Ml/d) input as +ve 2057-58: 20; Gains in Water Available For Use / Savings in Demand under the selected programme (Ml/d) input as +ve 2058-59: 20; Gains in Water Available For Use / Savings in Demand under the selected programme (Ml/d) input as +ve 2059-60: 20; Gains in Water Available For Use / Savings in Demand under the selected programme (Ml/d) input as +ve 2060-61: 20; Gains in Water Available For Use / Savings in Demand under the selected programme (Ml/d) input as +ve 2061-62: 20; Gains in Water Available For Use / Savings in Demand under the selected programme (Ml/d) input as +ve 2062-63: 20; Gains in Water Available For Use / Savings in Demand under the selected programme (Ml/d) input as +ve 2063-64: 20; Gains in Water Available For Use / Savings in Demand under the selected programme (Ml/d) input as +ve 2064-65: 20; Gains in Water Available For Use / Savings in Demand under the selected programme (Ml/d) input as +ve 2065-66: 20; Gains in Water Available For Use / Savings in Demand under the selected programme (Ml/d) input as +ve 2066-67: 20; Gains in Water Available For Use / Savings in Demand under the selected programme (Ml/d) input as +ve 2067-68: 20; Gains in Water Available For Use / Savings in Demand under the selected programme (Ml/d) input as +ve 2068-69: 20; Gains in Water Available For Use / Savings in Demand under the selected programme (Ml/d) input as +ve 2069-70: 20; Gains in Water Available For Use / Savings in Demand under the selected programme (Ml/d) input as +ve 2070-71: 20; Gains in Water Available For Use / Savings in Demand under the selected programme (Ml/d) input as +ve 2071-72: 20; Gains in Water Available For Use / Savings in Demand under the selected programme (Ml/d) input as +ve 2072-73: 20; Gains in Water Available For Use / Savings in Demand under the selected programme (Ml/d) input as +ve 2073-74: 20; Gains in Water Available For Use / Savings in Demand under the selected programme (Ml/d) input as +ve 2074-75: 30
52cA | Bulk import (HSE): PWC Source A to Eastleigh WSR Extension (30Ml/d) | SWS_pw2moor_extension | External potable bulk supply/transfer | Distribution Options | N | Alternative Plan 3 | PWSPRT | Ml/d | 2 | Gains in Water Available For Use / Savings in Demand under the selected programme (Ml/d) input as +ve 2029-30: -15; Gains in Water Available For Use / Savings in Demand under the selected programme (Ml/d) input as +ve 2030-31: -15; Gains in Water Available For Use / Savings in Demand under the selected programme (Ml/d) input as +ve 2031-32: -15; Gains in Water Available For Use / Savings in Demand under the selected programme (Ml/d) input as +ve 2032-33: -14.2443; Gains in Water Available For Use / Savings in Demand under the selected programme (Ml/d) input as +ve 2033-34: -12.2576; Gains in Water Available For Use / Savings in Demand under the selected programme (Ml/d) input as +ve 2034-35: -12.3053; Gains in Water Available For Use / Savings in Demand under the selected programme (Ml/d) input as +ve 2035-36: -15; Gains in Water Available For Use / Savings in Demand under the selected programme (Ml/d) input as +ve 2036-37: -15; Gains in Water Available For Use / Savings in Demand under the selected programme (Ml/d) input as +ve 2037-38: -15; Gains in Water Available For Use / Savings in Demand under the selected programme (Ml/d) input as +ve 2038-39: -15; Gains in Water Available For Use / Savings in Demand under the selected programme (Ml/d) input as +ve 2039-40: -15; Gains in Water Available For Use / Savings in Demand under the selected programme (Ml/d) input as +ve 2040-41: -15; Gains in Water Available For Use / Savings in Demand under the selected programme (Ml/d) input as +ve 2041-42: -15; Gains in Water Available For Use / Savings in Demand under the selected programme (Ml/d) input as +ve 2042-43: -15; Gains in Water Available For Use / Savings in Demand under the selected programme (Ml/d) input as +ve 2043-44: -15; Gains in Water Available For Use / Savings in Demand under the selected programme (Ml/d) input as +ve 2044-45: -15; Gains in Water Available For Use / Savings in Demand under the selected programme (Ml/d) input as +ve 2045-46: -15; Gains in Water Available For Use / Savings in Demand under the selected programme (Ml/d) input as +ve 2046-47: -15; Gains in Water Available For Use / Savings in Demand under the selected programme (Ml/d) input as +ve 2047-48: -15; Gains in Water Available For Use / Savings in Demand under the selected programme (Ml/d) input as +ve 2048-49: -15; Gains in Water Available For Use / Savings in Demand under the selected programme (Ml/d) input as +ve 2049-50: -15; Gains in Water Available For Use / Savings in Demand under the selected programme (Ml/d) input as +ve 2050-51: -15; Gains in Water Available For Use / Savings in Demand under the selected programme (Ml/d) input as +ve 2051-52: -15; Gains in Water Available For Use / Savings in Demand under the selected programme (Ml/d) input as +ve 2052-53: -15; Gains in Water Available For Use / Savings in Demand under the selected programme (Ml/d) input as +ve 2053-54: -15; Gains in Water Available For Use / Savings in Demand under the selected programme (Ml/d) input as +ve 2054-55: -15; Gains in Water Available For Use / Savings in Demand under the selected programme (Ml/d) input as +ve 2055-56: -15; Gains in Water Available For Use / Savings in Demand under the selected programme (Ml/d) input as +ve 2056-57: -15; Gains in Water Available For Use / Savings in Demand under the selected programme (Ml/d) input as +ve 2057-58: -15; Gains in Water Available For Use / Savings in Demand under the selected programme (Ml/d) input as +ve 2058-59: -15; Gains in Water Available For Use / Savings in Demand under the selected programme (Ml/d) input as +ve 2059-60: -15; Gains in Water Available For Use / Savings in Demand under the selected programme (Ml/d) input as +ve 2060-61: -15; Gains in Water Available For Use / Savings in Demand under the selected programme (Ml/d) input as +ve 2061-62: -15; Gains in Water Available For Use / Savings in Demand under the selected programme (Ml/d) input as +ve 2062-63: -15; Gains in Water Available For Use / Savings in Demand under the selected programme (Ml/d) input as +ve 2063-64: -15; Gains in Water Available For Use / Savings in Demand under the selected programme (Ml/d) input as +ve 2064-65: -15; Gains in Water Available For Use / Savings in Demand under the selected programme (Ml/d) input as +ve 2065-66: -15; Gains in Water Available For Use / Savings in Demand under the selected programme (Ml/d) input as +ve 2066-67: -15; Gains in Water Available For Use / Savings in Demand under the selected programme (Ml/d) input as +ve 2067-68: -15; Gains in Water Available For Use / Savings in Demand under the selected programme (Ml/d) input as +ve 2068-69: -15; Gains in Water Available For Use / Savings in Demand under the selected programme (Ml/d) input as +ve 2069-70: -15; Gains in Water Available For Use / Savings in Demand under the selected programme (Ml/d) input as +ve 2070-71: -15; Gains in Water Available For Use / Savings in Demand under the selected programme (Ml/d) input as +ve 2071-72: -15; Gains in Water Available For Use / Savings in Demand under the selected programme (Ml/d) input as +ve 2072-73: -15; Gains in Water Available For Use / Savings in Demand under the selected programme (Ml/d) input as +ve 2073-74: -15; Gains in Water Available For Use / Savings in Demand under the selected programme (Ml/d) input as +ve 2074-75: -15
52cA | Bulk import (HSE): PWC Source A to Eastleigh WSR Extension (30Ml/d) | SWS_pw2moor_extension | External potable bulk supply/transfer | Distribution Options | N | Alternative Plan 3 | SWSHSE | Ml/d | 2 | Gains in Water Available For Use / Savings in Demand under the selected programme (Ml/d) input as +ve 2029-30: 15; Gains in Water Available For Use / Savings in Demand under the selected programme (Ml/d) input as +ve 2030-31: 15; Gains in Water Available For Use / Savings in Demand under the selected programme (Ml/d) input as +ve 2031-32: 15; Gains in Water Available For Use / Savings in Demand under the selected programme (Ml/d) input as +ve 2032-33: 14.2443; Gains in Water Available For Use / Savings in Demand under the selected programme (Ml/d) input as +ve 2033-34: 12.2576; Gains in Water Available For Use / Savings in Demand under the selected programme (Ml/d) input as +ve 2034-35: 12.3053; Gains in Water Available For Use / Savings in Demand under the selected programme (Ml/d) input as +ve 2035-36: 15; Gains in Water Available For Use / Savings in Demand under the selected programme (Ml/d) input as +ve 2036-37: 15; Gains in Water Available For Use / Savings in Demand under the selected programme (Ml/d) input as +ve 2037-38: 15; Gains in Water Available For Use / Savings in Demand under the selected programme (Ml/d) input as +ve 2038-39: 15; Gains in Water Available For Use / Savings in Demand under the selected programme (Ml/d) input as +ve 2039-40: 15; Gains in Water Available For Use / Savings in Demand under the selected programme (Ml/d) input as +ve 2040-41: 15; Gains in Water Available For Use / Savings in Demand under the selected programme (Ml/d) input as +ve 2041-42: 15; Gains in Water Available For Use / Savings in Demand under the selected programme (Ml/d) input as +ve 2042-43: 15; Gains in Water Available For Use / Savings in Demand under the selected programme (Ml/d) input as +ve 2043-44: 15; Gains in Water Available For Use / Savings in Demand under the selected programme (Ml/d) input as +ve 2044-45: 15; Gains in Water Available For Use / Savings in Demand under the selected programme (Ml/d) input as +ve 2045-46: 15; Gains in Water Available For Use / Savings in Demand under the selected programme (Ml/d) input as +ve 2046-47: 15; Gains in Water Available For Use / Savings in Demand under the selected programme (Ml/d) input as +ve 2047-48: 15; Gains in Water Available For Use / Savings in Demand under the selected programme (Ml/d) input as +ve 2048-49: 15; Gains in Water Available For Use / Savings in Demand under the selected programme (Ml/d) input as +ve 2049-50: 15; Gains in Water Available For Use / Savings in Demand under the selected programme (Ml/d) input as +ve 2050-51: 15; Gains in Water Available For Use / Savings in Demand under the selected programme (Ml/d) input as +ve 2051-52: 15; Gains in Water Available For Use / Savings in Demand under the selected programme (Ml/d) input as +ve 2052-53: 15; Gains in Water Available For Use / Savings in Demand under the selected programme (Ml/d) input as +ve 2053-54: 15; Gains in Water Available For Use / Savings in Demand under the selected programme (Ml/d) input as +ve 2054-55: 15; Gains in Water Available For Use / Savings in Demand under the selected programme (Ml/d) input as +ve 2055-56: 15; Gains in Water Available For Use / Savings in Demand under the selected programme (Ml/d) input as +ve 2056-57: 15; Gains in Water Available For Use / Savings in Demand under the selected programme (Ml/d) input as +ve 2057-58: 15; Gains in Water Available For Use / Savings in Demand under the selected programme (Ml/d) input as +ve 2058-59: 15; Gains in Water Available For Use / Savings in Demand under the selected programme (Ml/d) input as +ve 2059-60: 15; Gains in Water Available For Use / Savings in Demand under the selected programme (Ml/d) input as +ve 2060-61: 15; Gains in Water Available For Use / Savings in Demand under the selected programme (Ml/d) input as +ve 2061-62: 15; Gains in Water Available For Use / Savings in Demand under the selected programme (Ml/d) input as +ve 2062-63: 15; Gains in Water Available For Use / Savings in Demand under the selected programme (Ml/d) input as +ve 2063-64: 15; Gains in Water Available For Use / Savings in Demand under the selected programme (Ml/d) input as +ve 2064-65: 15; Gains in Water Available For Use / Savings in Demand under the selected programme (Ml/d) input as +ve 2065-66: 15; Gains in Water Available For Use / Savings in Demand under the selected programme (Ml/d) input as +ve 2066-67: 15; Gains in Water Available For Use / Savings in Demand under the selected programme (Ml/d) input as +ve 2067-68: 15; Gains in Water Available For Use / Savings in Demand under the selected programme (Ml/d) input as +ve 2068-69: 15; Gains in Water Available For Use / Savings in Demand under the selected programme (Ml/d) input as +ve 2069-70: 15; Gains in Water Available For Use / Savings in Demand under the selected programme (Ml/d) input as +ve 2070-71: 15; Gains in Water Available For Use / Savings in Demand under the selected programme (Ml/d) input as +ve 2071-72: 15; Gains in Water Available For Use / Savings in Demand under the selected programme (Ml/d) input as +ve 2072-73: 15; Gains in Water Available For Use / Savings in Demand under the selected programme (Ml/d) input as +ve 2073-74: 15; Gains in Water Available For Use / Savings in Demand under the selected programme (Ml/d) input as +ve 2074-75: 15
52cA | Bulk import (SNZ): PWC to Pulborough (15Ml/d) | SWS_pw2pul | External potable bulk supply/transfer | Distribution Options | N | Alternative Plan 3 | PWSPRT | Ml/d | 2 |  |  | 0 | 0 | 0 | 0 | 0 | 0 | 0 | 0 | 0 | 0 | 0 | 0 | 0 | 0 | 0 | 0 | 0 | 0 | 0 | 0 | 0 | 0 | 0 | 0 | 0 | 0 | 0 | 0 | 0 | 0 | 0 | 0 | 0 | 0 | 0 | 0 | 0 | 0 | 0 | 0 | 0 | 0 | 0 | 0 | 0 | 0 | 0 | 0 | 0 | 0 | 0 | 0 | 0 | 0
52cA | Bulk import (SNZ): PWC to Pulborough (15Ml/d) | SWS_pw2pul | External potable bulk supply/transfer | Distribution Options | N | Alternative Plan 3 | SWSSNT | Ml/d | 2 |  |  | 0 | 0 | 0 | 0 | 0 | 0 | 0 | 0 | 0 | 0 | 0 | 0 | 0 | 0 | 0 | 0 | 0 | 0 | 0 | 0 | 0 | 0 | 0 | 0 | 0 | 0 | 0 | 0 | 0 | 0 | 0 | 0 | 0 | 0 | 0 | 0 | 0 | 0 | 0 | 0 | 0 | 0 | 0 | 0 | 0 | 0 | 0 | 0 | 0 | 0 | 0 | 0 | 0 | 0
52cA | Bulk import (SNZ): PWC to Pulborough extension (15Ml/d) | SWS_pw2pul_extension | External potable bulk supply/transfer | Distribution Options | N | Alternative Plan 3 | PWSPRT | Ml/d | 2 | [7 empty] | -15 | -15 | -15 | -15 | -15 | -15 | -15 | -15 | -15 | -15 | -15 | -15 | -15 | -15 | -15 | -15 | -15 | -15 | -15 | -15 | -15 | -15 | -15 | -15 | -15 | -15 | -15 | -15 | -15 | -15 | -15 | -15 | -15 | -15 | -15 | -15 | -15 | -15 | -15 | -15 | -15 | -15 | -15 | -15 | -15 | -15 | -15 | -15 | -15
52cA | Bulk import (SNZ): PWC to Pulborough extension (15Ml/d) | SWS_pw2pul_extension | External potable bulk supply/transfer | Distribution Options | N | Alternative Plan 3 | SWSSNT | Ml/d | 2 | [7 empty] | 15 | 15 | 15 | 15 | 15 | 15 | 15 | 15 | 15 | 15 | 15 | 15 | 15 | 15 | 15 | 15 | 15 | 15 | 15 | 15 | 15 | 15 | 15 | 15 | 15 | 15 | 15 | 15 | 15 | 15 | 15 | 15 | 15 | 15 | 15 | 15 | 15 | 15 | 15 | 15 | 15 | 15 | 15 | 15 | 15 | 15 | 15 | 15 | 15
52cA | Bulk import (HSE): PWC Source A to Otterbourne WSW (21Ml/d) | SWS_pwcgm1 | External potable bulk supply/transfer | Distribution Options | N | Alternative Plan 3 | SWSHSE | Ml/d | 2 | Gains in Water Available For Use / Savings in Demand under the selected programme (Ml/d) input as +ve 2031-32: 21; Gains in Water Available For Use / Savings in Demand under the selected programme (Ml/d) input as +ve 2032-33: 21; Gains in Water Available For Use / Savings in Demand under the selected programme (Ml/d) input as +ve 2033-34: 21; Gains in Water Available For Use / Savings in Demand under the selected programme (Ml/d) input as +ve 2034-35: 21; Gains in Water Available For Use / Savings in Demand under the selected programme (Ml/d) input as +ve 2035-36: 21; Gains in Water Available For Use / Savings in Demand under the selected programme (Ml/d) input as +ve 2036-37: 21; Gains in Water Available For Use / Savings in Demand under the selected programme (Ml/d) input as +ve 2037-38: 21; Gains in Water Available For Use / Savings in Demand under the selected programme (Ml/d) input as +ve 2038-39: 21; Gains in Water Available For Use / Savings in Demand under the selected programme (Ml/d) input as +ve 2039-40: 21; Gains in Water Available For Use / Savings in Demand under the selected programme (Ml/d) input as +ve 2040-41: 21; Gains in Water Available For Use / Savings in Demand under the selected programme (Ml/d) input as +ve 2041-42: 21; Gains in Water Available For Use / Savings in Demand under the selected programme (Ml/d) input as +ve 2042-43: 21; Gains in Water Available For Use / Savings in Demand under the selected programme (Ml/d) input as +ve 2043-44: 21; Gains in Water Available For Use / Savings in Demand under the selected programme (Ml/d) input as +ve 2044-45: 21; Gains in Water Available For Use / Savings in Demand under the selected programme (Ml/d) input as +ve 2045-46: 21; Gains in Water Available For Use / Savings in Demand under the selected programme (Ml/d) input as +ve 2046-47: 21; Gains in Water Available For Use / Savings in Demand under the selected programme (Ml/d) input as +ve 2047-48: 21; Gains in Water Available For Use / Savings in Demand under the selected programme (Ml/d) input as +ve 2048-49: 21; Gains in Water Available For Use / Savings in Demand under the selected programme (Ml/d) input as +ve 2049-50: 21; Gains in Water Available For Use / Savings in Demand under the selected programme (Ml/d) input as +ve 2050-51: 21; Gains in Water Available For Use / Savings in Demand under the selected programme (Ml/d) input as +ve 2051-52: 21; Gains in Water Available For Use / Savings in Demand under the selected programme (Ml/d) input as +ve 2052-53: 21; Gains in Water Available For Use / Savings in Demand under the selected programme (Ml/d) input as +ve 2053-54: 21; Gains in Water Available For Use / Savings in Demand under the selected programme (Ml/d) input as +ve 2054-55: 21; Gains in Water Available For Use / Savings in Demand under the selected programme (Ml/d) input as +ve 2055-56: 21; Gains in Water Available For Use / Savings in Demand under the selected programme (Ml/d) input as +ve 2056-57: 21; Gains in Water Available For Use / Savings in Demand under the selected programme (Ml/d) input as +ve 2057-58: 21; Gains in Water Available For Use / Savings in Demand under the selected programme (Ml/d) input as +ve 2058-59: 21; Gains in Water Available For Use / Savings in Demand under the selected programme (Ml/d) input as +ve 2059-60: 21; Gains in Water Available For Use / Savings in Demand under the selected programme (Ml/d) input as +ve 2060-61: 21; Gains in Water Available For Use / Savings in Demand under the selected programme (Ml/d) input as +ve 2061-62: 21; Gains in Water Available For Use / Savings in Demand under the selected programme (Ml/d) input as +ve 2062-63: 21; Gains in Water Available For Use / Savings in Demand under the selected programme (Ml/d) input as +ve 2063-64: 21; Gains in Water Available For Use / Savings in Demand under the selected programme (Ml/d) input as +ve 2064-65: 21; Gains in Water Available For Use / Savings in Demand under the selected programme (Ml/d) input as +ve 2065-66: 21; Gains in Water Available For Use / Savings in Demand under the selected programme (Ml/d) input as +ve 2066-67: 21; Gains in Water Available For Use / Savings in Demand under the selected programme (Ml/d) input as +ve 2067-68: 21; Gains in Water Available For Use / Savings in Demand under the selected programme (Ml/d) input as +ve 2068-69: 21; Gains in Water Available For Use / Savings in Demand under the selected programme (Ml/d) input as +ve 2069-70: 21; Gains in Water Available For Use / Savings in Demand under the selected programme (Ml/d) input as +ve 2070-71: 21; Gains in Water Available For Use / Savings in Demand under the selected programme (Ml/d) input as +ve 2071-72: 21; Gains in Water Available For Use / Savings in Demand under the selected programme (Ml/d) input as +ve 2072-73: 21; Gains in Water Available For Use / Savings in Demand under the selected programme (Ml/d) input as +ve 2073-74: 21; Gains in Water Available For Use / Savings in Demand under the selected programme (Ml/d) input as +ve 2074-75: 21
52cA | Bulk import (HSE): PWC Source A to Otterbourne WSW (21Ml/d) | SWS_pwcgm1 | External potable bulk supply/transfer | Distribution Options | N | Alternative Plan 3 | PWSPRT | Ml/d | 2 | Gains in Water Available For Use / Savings in Demand under the selected programme (Ml/d) input as +ve 2031-32: -21; Gains in Water Available For Use / Savings in Demand under the selected programme (Ml/d) input as +ve 2032-33: -21; Gains in Water Available For Use / Savings in Demand under the selected programme (Ml/d) input as +ve 2033-34: -21; Gains in Water Available For Use / Savings in Demand under the selected programme (Ml/d) input as +ve 2034-35: -21; Gains in Water Available For Use / Savings in Demand under the selected programme (Ml/d) input as +ve 2035-36: -21; Gains in Water Available For Use / Savings in Demand under the selected programme (Ml/d) input as +ve 2036-37: -21; Gains in Water Available For Use / Savings in Demand under the selected programme (Ml/d) input as +ve 2037-38: -21; Gains in Water Available For Use / Savings in Demand under the selected programme (Ml/d) input as +ve 2038-39: -21; Gains in Water Available For Use / Savings in Demand under the selected programme (Ml/d) input as +ve 2039-40: -21; Gains in Water Available For Use / Savings in Demand under the selected programme (Ml/d) input as +ve 2040-41: -21; Gains in Water Available For Use / Savings in Demand under the selected programme (Ml/d) input as +ve 2041-42: -21; Gains in Water Available For Use / Savings in Demand under the selected programme (Ml/d) input as +ve 2042-43: -21; Gains in Water Available For Use / Savings in Demand under the selected programme (Ml/d) input as +ve 2043-44: -21; Gains in Water Available For Use / Savings in Demand under the selected programme (Ml/d) input as +ve 2044-45: -21; Gains in Water Available For Use / Savings in Demand under the selected programme (Ml/d) input as +ve 2045-46: -21; Gains in Water Available For Use / Savings in Demand under the selected programme (Ml/d) input as +ve 2046-47: -21; Gains in Water Available For Use / Savings in Demand under the selected programme (Ml/d) input as +ve 2047-48: -21; Gains in Water Available For Use / Savings in Demand under the selected programme (Ml/d) input as +ve 2048-49: -21; Gains in Water Available For Use / Savings in Demand under the selected programme (Ml/d) input as +ve 2049-50: -21; Gains in Water Available For Use / Savings in Demand under the selected programme (Ml/d) input as +ve 2050-51: -21; Gains in Water Available For Use / Savings in Demand under the selected programme (Ml/d) input as +ve 2051-52: -21; Gains in Water Available For Use / Savings in Demand under the selected programme (Ml/d) input as +ve 2052-53: -21; Gains in Water Available For Use / Savings in Demand under the selected programme (Ml/d) input as +ve 2053-54: -21; Gains in Water Available For Use / Savings in Demand under the selected programme (Ml/d) input as +ve 2054-55: -21; Gains in Water Available For Use / Savings in Demand under the selected programme (Ml/d) input as +ve 2055-56: -21; Gains in Water Available For Use / Savings in Demand under the selected programme (Ml/d) input as +ve 2056-57: -21; Gains in Water Available For Use / Savings in Demand under the selected programme (Ml/d) input as +ve 2057-58: -21; Gains in Water Available For Use / Savings in Demand under the selected programme (Ml/d) input as +ve 2058-59: -21; Gains in Water Available For Use / Savings in Demand under the selected programme (Ml/d) input as +ve 2059-60: -21; Gains in Water Available For Use / Savings in Demand under the selected programme (Ml/d) input as +ve 2060-61: -21; Gains in Water Available For Use / Savings in Demand under the selected programme (Ml/d) input as +ve 2061-62: -21; Gains in Water Available For Use / Savings in Demand under the selected programme (Ml/d) input as +ve 2062-63: -21; Gains in Water Available For Use / Savings in Demand under the selected programme (Ml/d) input as +ve 2063-64: -21; Gains in Water Available For Use / Savings in Demand under the selected programme (Ml/d) input as +ve 2064-65: -21; Gains in Water Available For Use / Savings in Demand under the selected programme (Ml/d) input as +ve 2065-66: -21; Gains in Water Available For Use / Savings in Demand under the selected programme (Ml/d) input as +ve 2066-67: -21; Gains in Water Available For Use / Savings in Demand under the selected programme (Ml/d) input as +ve 2067-68: -21; Gains in Water Available For Use / Savings in Demand under the selected programme (Ml/d) input as +ve 2068-69: -21; Gains in Water Available For Use / Savings in Demand under the selected programme (Ml/d) input as +ve 2069-70: -21; Gains in Water Available For Use / Savings in Demand under the selected programme (Ml/d) input as +ve 2070-71: -21; Gains in Water Available For Use / Savings in Demand under the selected programme (Ml/d) input as +ve 2071-72: -21; Gains in Water Available For Use / Savings in Demand under the selected programme (Ml/d) input as +ve 2072-73: -21; Gains in Water Available For Use / Savings in Demand under the selected programme (Ml/d) input as +ve 2073-74: -21; Gains in Water Available For Use / Savings in Demand under the selected programme (Ml/d) input as +ve 2074-75: -21
52dA | Resilience change from 1 in 500 to 1 in 200 for PWSPRT | PRT_PRT_200_los resilience | Change in levels of service | Customer Options | N | Alternative Plan 4 | PWSPRT | Ml/d | 2 | Gains in Water Available For Use / Savings in Demand under the selected programme (Ml/d) input as +ve 2021-22: 8.731; Gains in Water Available For Use / Savings in Demand under the selected programme (Ml/d) input as +ve 2022-23: 8.7139; Gains in Water Available For Use / Savings in Demand under the selected programme (Ml/d) input as +ve 2023-24: 8.6968; Gains in Water Available For Use / Savings in Demand under the selected programme (Ml/d) input as +ve 2024-25: 8.6796; Gains in Water Available For Use / Savings in Demand under the selected programme (Ml/d) input as +ve 2025-26: 8.6625; Gains in Water Available For Use / Savings in Demand under the selected programme (Ml/d) input as +ve 2026-27: 8.6454; Gains in Water Available For Use / Savings in Demand under the selected programme (Ml/d) input as +ve 2027-28: 8.6282; Gains in Water Available For Use / Savings in Demand under the selected programme (Ml/d) input as +ve 2028-29: 8.6111; Gains in Water Available For Use / Savings in Demand under the selected programme (Ml/d) input as +ve 2029-30: 8.594; Gains in Water Available For Use / Savings in Demand under the selected programme (Ml/d) input as +ve 2030-31: 8.5769; Gains in Water Available For Use / Savings in Demand under the selected programme (Ml/d) input as +ve 2031-32: 8.5597; Gains in Water Available For Use / Savings in Demand under the selected programme (Ml/d) input as +ve 2032-33: 8.5426; Gains in Water Available For Use / Savings in Demand under the selected programme (Ml/d) input as +ve 2033-34: 8.5255; Gains in Water Available For Use / Savings in Demand under the selected programme (Ml/d) input as +ve 2034-35: 8.5084; Gains in Water Available For Use / Savings in Demand under the selected programme (Ml/d) input as +ve 2035-36: 8.4913; Gains in Water Available For Use / Savings in Demand under the selected programme (Ml/d) input as +ve 2036-37: 8.4741; Gains in Water Available For Use / Savings in Demand under the selected programme (Ml/d) input as +ve 2037-38: 8.457; Gains in Water Available For Use / Savings in Demand under the selected programme (Ml/d) input as +ve 2038-39: 8.4399
52dA | AMI / Smart metering - Infrastructure - Company - High+ | PRT_PRT_EF-CRE_ALL_ALL_ami_infra high+ | Other water efficiency | Customer Options | N | Alternative Plan 4 | PWSPRT | Ml/d | 2 | [6 empty] | 0 | 0 | 0 | 0 | 0 | 0 | 0 | 0 | 0 | 0 | 0 | 0 | 0 | 0 | 0 | 0 | 0 | 0 | 0 | 0 | 0 | 0 | 0 | 0 | 0 | 0 | 0 | 0 | 0 | 0 | 0 | 0 | 0 | 0 | 0 | 0 | 0 | 0 | 0 | 0 | 0 | 0 | 0 | 0 | 0 | 0 | 0 | 0 | 0 | 0
52dA | AMI / Smart metering - Household - Company - High+ | PRT_PRT_EF-CRE_ALL_ALL_ami_smrt_m_hh high+ | Metering other selective | Customer Options | N | Alternative Plan 4 | PWSPRT | Ml/d | 2 | [6 empty] | 0 | 0.0223 | 0.1907 | 0.4771 | 0.8777 | 1.3454 | 1.7949 | 2.2715 | 3.2607 | 3.4032 | 3.4032 | 3.4032 | 3.4032 | 3.4032 | 3.4032 | 3.4032 | 3.4032 | 3.4032 | 3.4032 | 3.4032 | 3.4032 | 3.4032 | 3.4032 | 3.4032 | 3.4032 | 3.4032 | 3.4032 | 3.4032 | 3.4032 | 3.4032 | 3.4032 | 3.4032 | 3.4032 | 3.4032 | 3.4032 | 3.4032 | 3.4032 | 3.4032 | 3.4032 | 3.4032 | 3.4032 | 3.4032 | 3.4032 | 3.4032 | 3.4032 | 3.4032 | 3.4032 | 3.4032 | 3.4032 | 3.4032
52dA | AMI / Smart metering - Non-Household - Company - High+ | PRT_PRT_EF-CRE_ALL_ALL_ami_smrt_m_nhh high+ | Metering other selective | Customer Options | N | Alternative Plan 4 | PWSPRT | Ml/d | 2 | [6 empty] | 0.374 | 1.4961 | 2.5086 | 2.9729 | 3.424 | 3.4936 | 3.5632 | 3.6327 | 3.6771 | 3.6771 | 3.6771 | 3.6771 | 3.6771 | 3.6771 | 3.6771 | 3.6771 | 3.6771 | 3.6771 | 3.6771 | 3.6771 | 3.6771 | 3.6771 | 3.6771 | 3.6771 | 3.6771 | 3.6771 | 3.6771 | 3.6771 | 3.6771 | 3.6771 | 3.6771 | 3.6771 | 3.6771 | 3.6771 | 3.6771 | 3.6771 | 3.6771 | 3.6771 | 3.6771 | 3.6771 | 3.6771 | 3.6771 | 3.6771 | 3.6771 | 3.6771 | 3.6771 | 3.6771 | 3.6771 | 3.6771 | 3.6771
52dA | Compulsory metering – Household - Company - High+ | PRT_PRT_EF-CRE_ALL_ALL_comp metering high+ | Metering compulsory | Customer Options | N | Alternative Plan 4 | PWSPRT | Ml/d | 2 | [6 empty] | 0 | 0.1041 | 0.8888 | 2.2231 | 4.0895 | 6.2682 | 8.3622 | 9.9894 | 9.9894 | 9.9894 | 9.9894 | 9.9894 | 9.9894 | 9.9894 | 9.9894 | 9.9894 | 9.9894 | 9.9894 | 9.9894 | 9.9894 | 9.9894 | 9.9894 | 9.9894 | 9.9894 | 9.9894 | 9.9894 | 9.9894 | 9.9894 | 9.9894 | 9.9894 | 9.9894 | 9.9894 | 9.9894 | 9.9894 | 9.9894 | 9.9894 | 9.9894 | 9.9894 | 9.9894 | 9.9894 | 9.9894 | 9.9894 | 9.9894 | 9.9894 | 9.9894 | 9.9894 | 9.9894 | 9.9894 | 9.9894 | 9.9894
52dA | Pressure control device - Company - High+ | PRT_PRT_EF-CRE_ALL_ALL_hh_pressure high+ | Retrofitting indoor water efficiency devices | Customer Options | N | Alternative Plan 4 | PWSPRT | Ml/d | 2 | [6 empty] | 0.0015 | 0.0031 | 0.0047 | 0.0063 | 0.008 | 0.0271 | 0.0463 | 0.0655 | 0.0847 | 0.104 | 0.152 | 0.152 | 0.152 | 0.152 | 0.152 | 0.344 | 0.344 | 0.344 | 0.344 | 0.344 | 0.344 | 0.344 | 0.344 | 0.344 | 0.344 | 0.344 | 0.344 | 0.344 | 0.344 | 0.344 | 0.344 | 0.344 | 0.344 | 0.344 | 0.344 | 0.344 | 0.344 | 0.344 | 0.344 | 0.344 | 0.344 | 0.344 | 0.344 | 0.344 | 0.344 | 0.344 | 0.344 | 0.344 | 0.344 | 0.344
52dA | Optant metering - Company - High+ | PRT_PRT_EF-CRE_ALL_ALL_optant_meter high+ | Metering optants | Customer Options | N | Alternative Plan 4 | PWSPRT | Ml/d | 2 | [6 empty] | 0.0313 | 0.0563 | 0.0763 | 0.0923 | 0.1051 | 0.1153 | 0.1235 | 0.1235 | 0.1235 | 0.1235 | 0.1235 | 0.1235 | 0.1235 | 0.1235 | 0.1235 | 0.1235 | 0.1235 | 0.1235 | 0.1235 | 0.1235 | 0.1235 | 0.1235 | 0.1235 | 0.1235 | 0.1235 | 0.1235 | 0.1235 | 0.1235 | 0.1235 | 0.1235 | 0.1235 | 0.1235 | 0.1235 | 0.1235 | 0.1235 | 0.1235 | 0.1235 | 0.1235 | 0.1235 | 0.1235 | 0.1235 | 0.1235 | 0.1235 | 0.1235 | 0.1235 | 0.1235 | 0.1235 | 0.1235 | 0.1235 | 0.1235
52dA | Government-led Demand Reduction - Profile C+ (Portsmouth Water) | PRT_PRT_EF-LKR_ALL_ALL_dmp prt gov c+2 | Other water efficiency | Customer Options | N | Alternative Plan 4 | PWSPRT | Ml/d | 2 | [6 empty] | 0.30422 | 0.61533 | 0.9344 | 1.2609 | 1.5953 | 2.2574 | 2.9331 | 3.6194 | 4.3096 | 5.0528 | 6.4408 | 7.8406 | 9.2485 | 10.6642 | 12.0874 | 13.1848 | 14.2911 | 15.4097 | 16.541 | 17.6864 | 18.4876 | 19.2915 | 20.1021 | 20.9243 | 21.7566 | 21.867 | 21.9131 | 21.9564 | 21.9978 | 22.0373 | 22.0752 | 22.1102 | 22.1455 | 22.182 | 22.2187 | 22.2547 | 22.291 | 22.3278 | 22.3645 | 22.3997 | 22.434 | 22.4683 | 22.5039 | 22.5405 | 22.577 | 22.6142 | 22.6507 | 22.6884 | 22.726 | 22.7644
52cA | Leakage reduction - Active Leakage Control - Company - High+ | PRT_PRT_EF-LKR_ALL_ALL_leakage_alc high+ | Active leakage management | Distribution Options | N | Alternative Plan 4 | PWSPRT | Ml/d | 2 | [6 empty] | 1.9954 | 1.5687 | 1.662 | 2.2518 | 2.3699 | 2.4414 | 2.3459 | 2.2542 | 2.066 | 2.214 | 2.5126 | 2.8613 | 3.21 | 3.5587 | 3.8674 | 3.9274 | 3.9974 | 4.0674 | 4.1274 | 4.1974 | 4.2674 | 4.3374 | 4.3974 | 4.4574 | 4.5274 | 4.5974 | 4.6574 | 4.7174 | 4.7874 | 4.8474 | 4.9074 | 4.9674 | 5.0474 | 5.1174 | 5.1874 | 5.2674 | 5.3374 | 5.4074 | 5.4874 | 5.5574 | 5.6274 | 5.6974 | 5.7674 | 5.8374 | 5.9074 | 5.9774 | 6.0474 | 6.1174 | 6.1874 | 6.2574
52cA | Leakage reduction - Customer engagement / education / incentives - Non-Household - Company - High+ | PRT_PRT_EF-LKR_ALL_ALL_leakage_custen high+ | Other leakage control | Distribution Options | N | Alternative Plan 4 | PWSPRT | Ml/d | 2 | [6 empty] | 0 | 0 | 0 | 0 | 0 | 0.0126 | 0.0252 | 0.0378 | 0.0504 | 0.063 | 0.0756 | 0.0882 | 0.1008 | 0.1134 | 0.126 | 0.1386 | 0.1512 | 0.1638 | 0.1764 | 0.189 | 0.2016 | 0.2142 | 0.2268 | 0.2394 | 0.252 | 0.2646 | 0.2772 | 0.2898 | 0.3 | 0.3 | 0.3 | 0.3 | 0.3 | 0.3 | 0.3 | 0.3 | 0.3 | 0.3 | 0.3 | 0.3 | 0.3 | 0.3 | 0.3 | 0.3 | 0.3 | 0.3 | 0.3 | 0.3 | 0.3 | 0.3
52dA | Household audit - Company - High+ | PRT_PRT_EF-WEF_ALL_ALL_audit_hh high+ | Household water audit | Customer Options | N | Alternative Plan 4 | PWSPRT | Ml/d | 2 | [6 empty] | 0.085 | 0.17 | 0.255 | 0.3314 | 0.3994 | 0.459 | 0.51 | 0.5524 | 0.5864 | 0.5881 | 0.5898 | 0.5915 | 0.5932 | 0.595 | 0.5966 | 0.5983 | 0.6 | 0.6017 | 0.6034 | 0.6051 | 0.6068 | 0.6085 | 0.6102 | 0.612 | 0.6136 | 0.6153 | 0.617 | 0.6187 | 0.6204 | 0.6221 | 0.6238 | 0.6255 | 0.6272 | 0.629 | 0.6306 | 0.6323 | 0.634 | 0.6357 | 0.6374 | 0.6391 | 0.6408 | 0.6425 | 0.6442 | 0.646 | 0.6476 | 0.6493 | 0.651 | 0.6527 | 0.6544 | 0.6561
52dA | Non-household audit - Company - High+ | PRT_PRT_EF-WEF_ALL_ALL_audit_nhh high+ | Non-household water audit | Customer Options | N | Alternative Plan 4 | PWSPRT | Ml/d | 2 | [6 empty] | 0.0027 | 0.0054 | 0.0082 | 0.0109 | 0.0137 | 0.0164 | 0.0191 | 0.0219 | 0.0246 | 0.0274 | 0.0301 | 0.0301 | 0.0301 | 0.0301 | 0.0301 | 0.0301 | 0.0301 | 0.0301 | 0.0301 | 0.0301 | 0.0301 | 0.0301 | 0.0301 | 0.0301 | 0.0301 | 0.0301 | 0.0301 | 0.0301 | 0.0301 | 0.0301 | 0.0301 | 0.0301 | 0.0301 | 0.0301 | 0.0301 | 0.0301 | 0.0301 | 0.0301 | 0.0301 | 0.0301 | 0.0301 | 0.0301 | 0.0301 | 0.0301 | 0.0301 | 0.0301 | 0.0301 | 0.0301 | 0.0301 | 0.0301
52dA | Awareness campaign: community - Company - High+ | PRT_PRT_EF-WEF_ALL_ALL_awareness high+ | Retrofitting indoor water efficiency devices | Customer Options | N | Alternative Plan 4 | PWSPRT | Ml/d | 2 | [6 empty] | 0.2887 | 0.5775 | 0.8663 | 1.1551 | 1.444 | 1.7327 | 2.0215 | 2.3103 | 2.5991 | 2.888 | 2.902 | 2.916 | 2.903 | 2.945 | 2.959 | 2.974 | 2.988 | 3.003 | 3.017 | 3.031 | 3.046 | 3.06 | 3.0751 | 3.0896 | 3.104 | 3.1185 | 3.133 | 3.1473 | 3.1617 | 3.1762 | 3.1906 | 3.2051 | 3.2195 | 3.234 | 3.2484 | 3.2628 | 3.2773 | 3.2197 | 3.3061 | 3.3206 | 3.335 | 3.3495 | 3.364 | 3.3783 | 3.3928 | 3.4072 | 3.4217 | 3.4361 | 3.4505 | 3.465
52dA | Multi- channel proactive coms - Company - High+ | PRT_PRT_EF-WEF_ALL_ALL_comms high+ | Retrofitting indoor water efficiency devices | Customer Options | N | Alternative Plan 4 | PWSPRT | Ml/d | 2 | [6 empty] | 0.0604 | 0.1208 | 0.1813 | 0.2418 | 0.3023 | 0.3627 | 0.4233 | 0.4837 | 0.5442 | 0.6047 | 0.6652 | 0.7256 | 0.7256 | 0.7256 | 0.7256 | 0.7256 | 0.7256 | 0.7256 | 0.7256 | 0.7256 | 0.7256 | 0.7256 | 0.7256 | 0.7256 | 0.7256 | 0.7256 | 0.7256 | 0.7256 | 0.7256 | 0.7256 | 0.7256 | 0.7256 | 0.7256 | 0.7256 | 0.7256 | 0.7256 | 0.7256 | 0.7256 | 0.7256 | 0.7256 | 0.7256 | 0.7256 | 0.7256 | 0.7256 | 0.7256 | 0.7256 | 0.7256 | 0.7256 | 0.7256 | 0.7256
52dA | Education programme - Company - High+ | PRT_PRT_EF-WEF_ALL_ALL_education high+ | Household water audit | Customer Options | N | Alternative Plan 4 | PWSPRT | Ml/d | 2 | [6 empty] | 0.0113 | 0.0226 | 0.034 | 0.0453 | 0.0566 | 0.068 | 0.0793 | 0.0906 | 0.102 | 0.1133 | 0.1246 | 0.136 | 0.1473 | 0.1577 | 0.17 | 0.1813 | 0.1927 | 0.2041 | 0.2145 | 0.2267 | 0.2381 | 0.2494 | 0.2607 | 0.2721 | 0.2834 | 0.2834 | 0.2834 | 0.2834 | 0.2834 | 0.2834 | 0.2834 | 0.2834 | 0.2834 | 0.2834 | 0.2834 | 0.2834 | 0.2834 | 0.2834 | 0.2834 | 0.2834 | 0.2834 | 0.2834 | 0.2834 | 0.2834 | 0.2834 | 0.2834 | 0.2834 | 0.2834 | 0.2834 | 0.2834
52dA | Retrofit Gadgets - Company - High+ | PRT_PRT_EF-WEF_ALL_ALL_gadgets high+ | Retrofitting indoor water efficiency devices | Customer Options | N | Alternative Plan 4 | PWSPRT | Ml/d | 2 | [6 empty] | 0.0025 | 0.0052 | 0.0078 | 0.0105 | 0.0131 | 0.0157 | 0.0184 | 0.0211 | 0.0236 | 0.0263 | 0.029 | 0.0316 | 0.0342 | 0.0368 | 0.0395 | 0.0422 | 0.0447 | 0.0474 | 0.0501 | 0.0527 | 0.0553 | 0.058 | 0.0606 | 0.0633 | 0.066 | 0.0527 | 0.0553 | 0.058 | 0.0606 | 0.0633 | 0.066 | 0.0685 | 0.0712 | 0.0738 | 0.0765 | 0.0791 | 0.0817 | 0.0844 | 0.0871 | 0.0896 | 0.0923 | 0.095 | 0.0976 | 0.1002 | 0.1028 | 0.1055 | 0.1082 | 0.1107 | 0.1134 | 0.1161
52dA | Introduce innovative tariffs - Company - High+ | PRT_PRT_EF-WEF_ALL_ALL_innovative tariffs high+ | Retrofitting indoor water efficiency devices | Customer Options | N | Alternative Plan 4 | PWSPRT | Ml/d | 2 | [6 empty] | 0 | 0 | 0 | 0 | 0 | 0 | 0 | 0 | 0 | 0 | 2.0133 | 2.0313 | 2.0485 | 2.0645 | 2.0794 | 2.0943 | 2.1091 | 2.1238 | 2.1385 | 2.153 | 2.1675 | 2.1819 | 2.1962 | 2.2104 | 2.2245 | 2.2386 | 2.2455 | 2.2519 | 2.2581 | 2.2641 | 2.2703 | 2.2764 | 2.2825 | 2.2884 | 2.2942 | 2.3001 | 2.3063 | 2.3125 | 2.319 | 2.3256 | 2.3325 | 2.3397 | 2.3468 | 2.3538 | 2.3609 | 2.3677 | 2.3746 | 2.3814 | 2.3882 | 2.3949
52dA | Leak Alarm - Company - High+ | PRT_PRT_EF-WEF_ALL_ALL_leak_alarm high+ | Retrofitting indoor water efficiency devices | Customer Options | N | Alternative Plan 4 | PWSPRT | Ml/d | 2 | [6 empty] | 0.015 | 0.03 | 0.045 | 0.06 | 0.075 | 0.075 | 0.075 | 0.075 | 0.075 | 0.075 | 0.075 | 0.075 | 0.075 | 0.075 | 0.075 | 0.075 | 0.075 | 0.075 | 0.075 | 0.075 | 0.075 | 0.075 | 0.075 | 0.075 | 0.075 | 0.075 | 0.075 | 0.075 | 0.075 | 0.075 | 0.075 | 0.075 | 0.075 | 0.075 | 0.075 | 0.075 | 0.075 | 0.075 | 0.075 | 0.075 | 0.075 | 0.075 | 0.075 | 0.075 | 0.075 | 0.075 | 0.075 | 0.075 | 0.075 | 0.075
52dA | Metering CSL - Company - High+ | PRT_PRT_EF-WEF_ALL_ALL_meter csl high+ | Supply pipe repairs / replacement | Customer Options | N | Alternative Plan 4 | PWSPRT | Ml/d | 2 | [6 empty] | 0 | 0.0875 | 0.7475 | 1.8696 | 3.4393 | 5.2717 | 7.0328 | 8.571 | 9.8887 | 10.0786 | 10.0786 | 10.0786 | 10.0786 | 10.0786 | 10.0786 | 10.0786 | 10.0786 | 10.0786 | 10.0786 | 10.0786 | 10.0786 | 10.0786 | 10.0786 | 10.0786 | 10.0786 | 10.0786 | 10.0786 | 10.0786 | 10.0786 | 10.0786 | 10.0786 | 10.0786 | 10.0786 | 10.0786 | 10.0786 | 10.0786 | 10.0786 | 10.0786 | 10.0786 | 10.0786 | 10.0786 | 10.0786 | 10.0786 | 10.0786 | 10.0786 | 10.0786 | 10.0786 | 10.0786 | 10.0786 | 10.0786
52dA | Community Reward (Waterfit platform) - Company - High+ | PRT_PRT_EF-WEF_ALL_ALL_reduce_consump high+ | Retrofitting indoor water efficiency devices | Customer Options | N | Alternative Plan 4 | PWSPRT | Ml/d | 2 | [6 empty] | 0.044 | 0.088 | 0.132 | 0.176 | 0.22 | 0.264 | 0.308 | 0.352 | 0.396 | 0.44 | 0.484 | 0.528 | 0.572 | 0.616 | 0.66 | 0.704 | 0.748 | 0.792 | 0.836 | 0.88 | 0.924 | 0.968 | 1.012 | 1.056 | 1.1 | 1.1 | 1.1 | 1.1 | 1.1 | 1.1 | 1.1 | 1.1 | 1.1 | 1.1 | 1.1 | 1.1 | 1.1 | 1.1 | 1.1 | 1.1 | 1.1 | 1.1 | 1.1 | 1.1 | 1.1 | 1.1 | 1.1 | 1.1 | 1.1 | 1.1
52dA | Vulnerability - Company - High+ | PRT_PRT_EF-WEF_ALL_ALL_vulnerability high+ | Retrofitting indoor water efficiency devices | Customer Options | N | Alternative Plan 4 | PWSPRT | Ml/d | 2 | [6 empty] | 0.0001 | 0.0003 | 0.0004 | 0.0006 | 0.0008 | 0.001 | 0.0012 | 0.0013 | 0.0015 | 0.0017 | 0.0018 | 0.0021 | 0.0023 | 0.0024 | 0.0026 | 0.0027 | 0.003 | 0.0032 | 0.0033 | 0.0035 | 0.0037 | 0.0038 | 0.0041 | 0.0042 | 0.0044 | 0.0044 | 0.0044 | 0.0044 | 0.0044 | 0.0044 | 0.0044 | 0.0044 | 0.0044 | 0.0044 | 0.0044 | 0.0044 | 0.0044 | 0.0044 | 0.0044 | 0.0044 | 0.0044 | 0.0044 | 0.0044 | 0.0044 | 0.0044 | 0.0044 | 0.0044 | 0.0044 | 0.0044 | 0.0044
52cA | Upgrade Source O Booster to 25Mld | PRT_PRT_HI-ROC_ALL_ALL_Source O booster | Trunk mains renewal/new | Distribution Options | N | Alternative Plan 4 | PWSPRT | Ml/d | 2 | Gains in Water Available For Use / Savings in Demand under the selected programme (Ml/d) input as +ve 2033-34: 4.1; Gains in Water Available For Use / Savings in Demand under the selected programme (Ml/d) input as +ve 2034-35: 4.1; Gains in Water Available For Use / Savings in Demand under the selected programme (Ml/d) input as +ve 2035-36: 4.1; Gains in Water Available For Use / Savings in Demand under the selected programme (Ml/d) input as +ve 2036-37: 4.1; Gains in Water Available For Use / Savings in Demand under the selected programme (Ml/d) input as +ve 2037-38: 4.1; Gains in Water Available For Use / Savings in Demand under the selected programme (Ml/d) input as +ve 2038-39: 4.1; Gains in Water Available For Use / Savings in Demand under the selected programme (Ml/d) input as +ve 2039-40: 4.1; Gains in Water Available For Use / Savings in Demand under the selected programme (Ml/d) input as +ve 2040-41: 4.1; Gains in Water Available For Use / Savings in Demand under the selected programme (Ml/d) input as +ve 2041-42: 4.1; Gains in Water Available For Use / Savings in Demand under the selected programme (Ml/d) input as +ve 2042-43: 4.1; Gains in Water Available For Use / Savings in Demand under the selected programme (Ml/d) input as +ve 2043-44: 4.1; Gains in Water Available For Use / Savings in Demand under the selected programme (Ml/d) input as +ve 2044-45: 4.1; Gains in Water Available For Use / Savings in Demand under the selected programme (Ml/d) input as +ve 2045-46: 4.1; Gains in Water Available For Use / Savings in Demand under the selected programme (Ml/d) input as +ve 2046-47: 4.1; Gains in Water Available For Use / Savings in Demand under the selected programme (Ml/d) input as +ve 2047-48: 4.1; Gains in Water Available For Use / Savings in Demand under the selected programme (Ml/d) input as +ve 2048-49: 4.1; Gains in Water Available For Use / Savings in Demand under the selected programme (Ml/d) input as +ve 2049-50: 4.1; Gains in Water Available For Use / Savings in Demand under the selected programme (Ml/d) input as +ve 2050-51: 4.1; Gains in Water Available For Use / Savings in Demand under the selected programme (Ml/d) input as +ve 2051-52: 4.1; Gains in Water Available For Use / Savings in Demand under the selected programme (Ml/d) input as +ve 2052-53: 4.1; Gains in Water Available For Use / Savings in Demand under the selected programme (Ml/d) input as +ve 2053-54: 4.1; Gains in Water Available For Use / Savings in Demand under the selected programme (Ml/d) input as +ve 2054-55: 4.1; Gains in Water Available For Use / Savings in Demand under the selected programme (Ml/d) input as +ve 2055-56: 4.1; Gains in Water Available For Use / Savings in Demand under the selected programme (Ml/d) input as +ve 2056-57: 4.1; Gains in Water Available For Use / Savings in Demand under the selected programme (Ml/d) input as +ve 2057-58: 4.1; Gains in Water Available For Use / Savings in Demand under the selected programme (Ml/d) input as +ve 2058-59: 4.1; Gains in Water Available For Use / Savings in Demand under the selected programme (Ml/d) input as +ve 2059-60: 4.1; Gains in Water Available For Use / Savings in Demand under the selected programme (Ml/d) input as +ve 2060-61: 4.1; Gains in Water Available For Use / Savings in Demand under the selected programme (Ml/d) input as +ve 2061-62: 4.1; Gains in Water Available For Use / Savings in Demand under the selected programme (Ml/d) input as +ve 2062-63: 4.1; Gains in Water Available For Use / Savings in Demand under the selected programme (Ml/d) input as +ve 2063-64: 4.1; Gains in Water Available For Use / Savings in Demand under the selected programme (Ml/d) input as +ve 2064-65: 4.1; Gains in Water Available For Use / Savings in Demand under the selected programme (Ml/d) input as +ve 2065-66: 4.1; Gains in Water Available For Use / Savings in Demand under the selected programme (Ml/d) input as +ve 2066-67: 4.1; Gains in Water Available For Use / Savings in Demand under the selected programme (Ml/d) input as +ve 2067-68: 4.1; Gains in Water Available For Use / Savings in Demand under the selected programme (Ml/d) input as +ve 2068-69: 4.1; Gains in Water Available For Use / Savings in Demand under the selected programme (Ml/d) input as +ve 2069-70: 4.1; Gains in Water Available For Use / Savings in Demand under the selected programme (Ml/d) input as +ve 2070-71: 4.1; Gains in Water Available For Use / Savings in Demand under the selected programme (Ml/d) input as +ve 2071-72: 4.1; Gains in Water Available For Use / Savings in Demand under the selected programme (Ml/d) input as +ve 2072-73: 4.1; Gains in Water Available For Use / Savings in Demand under the selected programme (Ml/d) input as +ve 2073-74: 4.1; Gains in Water Available For Use / Savings in Demand under the selected programme (Ml/d) input as +ve 2074-75: 4.1
52aA | Drought Permit: Source S (to 2041) | PRT_PRT_RE-DRP_ALL_ALL_Source S drought | Drought permits/orders | Resource Options | N | Alternative Plan 4 | PWSPRT | Ml/d | 2 |  |  | 3.4 | 3.4 | 3.4 | 3.4 | 3.4 | 3.4 | 3.4 | 3.4 | 3.4 | 3.4 | 3.4 | 3.4 | 3.4 | 3.4 | 3.4 | 3.4 | 3.4 | 3.4 | 3.4 | 3.4 | 0 | 0 | 0 | 0 | 0 | 0 | 0 | 0 | 0 | 0 | 0 | 0 | 0 | 0 | 0 | 0 | 0 | 0 | 0 | 0 | 0 | 0 | 0 | 0 | 0 | 0 | 0 | 0 | 0 | 0 | 0 | 0 | 0 | 0
52dA | Non-essential use bans | PRT_PRT_RE-OTH_ALL_ALL_neubs | Drought - water use restrictions | Customer Options | N | Alternative Plan 4 | PWSPRT | Ml/d | 2 |  |  | 5.3 | 5.3 | 5.3 | 5.3 | 5.3 | 5.3 | 5.3 | 5.3 | 5.3 | 5.3 | 5.3 | 5.3 | 5.3 | 5.3 | 5.3 | 5.3 | 5.3 | 5.3 | 5.3 | 5.3 | 5.3 | 5.3 | 5.3 | 5.3 | 5.3 | 5.3 | 5.3 | 5.3 | 5.3 | 5.3 | 5.3 | 5.3 | 5.3 | 5.3 | 5.3 | 5.3 | 5.3 | 5.3 | 5.3 | 5.3 | 5.3 | 5.3 | 5.3 | 5.3 | 5.3 | 5.3 | 5.3 | 5.3 | 5.3 | 5.3 | 5.3 | 5.3 | 5.3 | 5.3
52dA | Temporary use bans | PRT_PRT_RE-OTH_ALL_ALL_tubs | Drought - water use restrictions | Customer Options | N | Alternative Plan 4 | PWSPRT | Ml/d | 2 |  |  | 13.5 | 13.5 | 13.5 | 13.5 | 13.5 | 13.5 | 13.5 | 13.5 | 13.5 | 13.5 | 13.5 | 13.5 | 13.5 | 13.5 | 13.5 | 13.5 | 13.5 | 13.5 | 13.5 | 13.5 | 13.5 | 13.5 | 13.5 | 13.5 | 13.5 | 13.5 | 13.5 | 13.5 | 13.5 | 13.5 | 13.5 | 13.5 | 13.5 | 13.5 | 13.5 | 13.5 | 13.5 | 13.5 | 13.5 | 13.5 | 13.5 | 13.5 | 13.5 | 13.5 | 13.5 | 13.5 | 13.5 | 13.5 | 13.5 | 13.5 | 13.5 | 13.5 | 13.5 | 13.5
52aA | SRN Pulborough WSW To Havant Thicket: 50Ml/d | PRT_PWE_HI-TFR_TWJ_ALL_SRN Pulborough WSW-havant r 50 | External raw water bulk supply/transfer | Resource Options | N | Alternative Plan 4 | SWSSNT | Ml/d | 2 | Gains in Water Available For Use / Savings in Demand under the selected programme (Ml/d) input as +ve 2055-56: 0; Gains in Water Available For Use / Savings in Demand under the selected programme (Ml/d) input as +ve 2056-57: 0; Gains in Water Available For Use / Savings in Demand under the selected programme (Ml/d) input as +ve 2057-58: 0; Gains in Water Available For Use / Savings in Demand under the selected programme (Ml/d) input as +ve 2058-59: 0; Gains in Water Available For Use / Savings in Demand under the selected programme (Ml/d) input as +ve 2059-60: 0; Gains in Water Available For Use / Savings in Demand under the selected programme (Ml/d) input as +ve 2060-61: 0; Gains in Water Available For Use / Savings in Demand under the selected programme (Ml/d) input as +ve 2061-62: 0; Gains in Water Available For Use / Savings in Demand under the selected programme (Ml/d) input as +ve 2062-63: 0; Gains in Water Available For Use / Savings in Demand under the selected programme (Ml/d) input as +ve 2063-64: 0; Gains in Water Available For Use / Savings in Demand under the selected programme (Ml/d) input as +ve 2064-65: 0; Gains in Water Available For Use / Savings in Demand under the selected programme (Ml/d) input as +ve 2065-66: 0; Gains in Water Available For Use / Savings in Demand under the selected programme (Ml/d) input as +ve 2066-67: 0; Gains in Water Available For Use / Savings in Demand under the selected programme (Ml/d) input as +ve 2067-68: 0; Gains in Water Available For Use / Savings in Demand under the selected programme (Ml/d) input as +ve 2068-69: 0; Gains in Water Available For Use / Savings in Demand under the selected programme (Ml/d) input as +ve 2069-70: 0; Gains in Water Available For Use / Savings in Demand under the selected programme (Ml/d) input as +ve 2070-71: 0; Gains in Water Available For Use / Savings in Demand under the selected programme (Ml/d) input as +ve 2071-72: 0; Gains in Water Available For Use / Savings in Demand under the selected programme (Ml/d) input as +ve 2072-73: 0; Gains in Water Available For Use / Savings in Demand under the selected programme (Ml/d) input as +ve 2073-74: 0; Gains in Water Available For Use / Savings in Demand under the selected programme (Ml/d) input as +ve 2074-75: 0
52aA | SRN Pulborough WSW To Havant Thicket: 50Ml/d | PRT_PWE_HI-TFR_TWJ_ALL_SRN Pulborough WSW-havant r 50 | External raw water bulk supply/transfer | Resource Options | N | Alternative Plan 4 | PWSPRT | Ml/d | 2 | Gains in Water Available For Use / Savings in Demand under the selected programme (Ml/d) input as +ve 2055-56: 0; Gains in Water Available For Use / Savings in Demand under the selected programme (Ml/d) input as +ve 2056-57: 0; Gains in Water Available For Use / Savings in Demand under the selected programme (Ml/d) input as +ve 2057-58: 0; Gains in Water Available For Use / Savings in Demand under the selected programme (Ml/d) input as +ve 2058-59: 0; Gains in Water Available For Use / Savings in Demand under the selected programme (Ml/d) input as +ve 2059-60: 0; Gains in Water Available For Use / Savings in Demand under the selected programme (Ml/d) input as +ve 2060-61: 0; Gains in Water Available For Use / Savings in Demand under the selected programme (Ml/d) input as +ve 2061-62: 0; Gains in Water Available For Use / Savings in Demand under the selected programme (Ml/d) input as +ve 2062-63: 0; Gains in Water Available For Use / Savings in Demand under the selected programme (Ml/d) input as +ve 2063-64: 0; Gains in Water Available For Use / Savings in Demand under the selected programme (Ml/d) input as +ve 2064-65: 0; Gains in Water Available For Use / Savings in Demand under the selected programme (Ml/d) input as +ve 2065-66: 0; Gains in Water Available For Use / Savings in Demand under the selected programme (Ml/d) input as +ve 2066-67: 0; Gains in Water Available For Use / Savings in Demand under the selected programme (Ml/d) input as +ve 2067-68: 0; Gains in Water Available For Use / Savings in Demand under the selected programme (Ml/d) input as +ve 2068-69: 0; Gains in Water Available For Use / Savings in Demand under the selected programme (Ml/d) input as +ve 2069-70: 0; Gains in Water Available For Use / Savings in Demand under the selected programme (Ml/d) input as +ve 2070-71: 0; Gains in Water Available For Use / Savings in Demand under the selected programme (Ml/d) input as +ve 2071-72: 0; Gains in Water Available For Use / Savings in Demand under the selected programme (Ml/d) input as +ve 2072-73: 0; Gains in Water Available For Use / Savings in Demand under the selected programme (Ml/d) input as +ve 2073-74: 0; Gains in Water Available For Use / Savings in Demand under the selected programme (Ml/d) input as +ve 2074-75: 0
52cA | SRN Otterbourne WSW to Source A | PRT_SRN Otterbourne WSW-Source A p | External potable bulk supply/transfer | Distribution Options | N | Alternative Plan 4 | PWSPRT | Ml/d | 2 | Gains in Water Available For Use / Savings in Demand under the selected programme (Ml/d) input as +ve 2039-40: 9.0565; Gains in Water Available For Use / Savings in Demand under the selected programme (Ml/d) input as +ve 2040-41: 10.8488; Gains in Water Available For Use / Savings in Demand under the selected programme (Ml/d) input as +ve 2041-42: 11.1757; Gains in Water Available For Use / Savings in Demand under the selected programme (Ml/d) input as +ve 2042-43: 11.7652; Gains in Water Available For Use / Savings in Demand under the selected programme (Ml/d) input as +ve 2043-44: 12.4303; Gains in Water Available For Use / Savings in Demand under the selected programme (Ml/d) input as +ve 2044-45: 13.3685; Gains in Water Available For Use / Savings in Demand under the selected programme (Ml/d) input as +ve 2045-46: 13.8721; Gains in Water Available For Use / Savings in Demand under the selected programme (Ml/d) input as +ve 2046-47: 14.3789; Gains in Water Available For Use / Savings in Demand under the selected programme (Ml/d) input as +ve 2047-48: 14.9502; Gains in Water Available For Use / Savings in Demand under the selected programme (Ml/d) input as +ve 2048-49: 15.4994; Gains in Water Available For Use / Savings in Demand under the selected programme (Ml/d) input as +ve 2049-50: 15.7667; Gains in Water Available For Use / Savings in Demand under the selected programme (Ml/d) input as +ve 2050-51: 15.0552; Gains in Water Available For Use / Savings in Demand under the selected programme (Ml/d) input as +ve 2051-52: 14.7148; Gains in Water Available For Use / Savings in Demand under the selected programme (Ml/d) input as +ve 2052-53: 14.7825; Gains in Water Available For Use / Savings in Demand under the selected programme (Ml/d) input as +ve 2053-54: 14.1548; Gains in Water Available For Use / Savings in Demand under the selected programme (Ml/d) input as +ve 2054-55: 13.8809; Gains in Water Available For Use / Savings in Demand under the selected programme (Ml/d) input as +ve 2055-56: 13.5904; Gains in Water Available For Use / Savings in Demand under the selected programme (Ml/d) input as +ve 2056-57: 13.3334; Gains in Water Available For Use / Savings in Demand under the selected programme (Ml/d) input as +ve 2057-58: 13.098; Gains in Water Available For Use / Savings in Demand under the selected programme (Ml/d) input as +ve 2058-59: 12.8628; Gains in Water Available For Use / Savings in Demand under the selected programme (Ml/d) input as +ve 2059-60: 12.6367; Gains in Water Available For Use / Savings in Demand under the selected programme (Ml/d) input as +ve 2060-61: 12.397; Gains in Water Available For Use / Savings in Demand under the selected programme (Ml/d) input as +ve 2061-62: 12.1758; Gains in Water Available For Use / Savings in Demand under the selected programme (Ml/d) input as +ve 2062-63: 12.6599; Gains in Water Available For Use / Savings in Demand under the selected programme (Ml/d) input as +ve 2063-64: 13.1517; Gains in Water Available For Use / Savings in Demand under the selected programme (Ml/d) input as +ve 2064-65: 13.3449; Gains in Water Available For Use / Savings in Demand under the selected programme (Ml/d) input as +ve 2065-66: 13.9043; Gains in Water Available For Use / Savings in Demand under the selected programme (Ml/d) input as +ve 2066-67: 14.1662; Gains in Water Available For Use / Savings in Demand under the selected programme (Ml/d) input as +ve 2067-68: 14.7451; Gains in Water Available For Use / Savings in Demand under the selected programme (Ml/d) input as +ve 2068-69: 15.315; Gains in Water Available For Use / Savings in Demand under the selected programme (Ml/d) input as +ve 2069-70: 16.2361; Gains in Water Available For Use / Savings in Demand under the selected programme (Ml/d) input as +ve 2070-71: 16.9789; Gains in Water Available For Use / Savings in Demand under the selected programme (Ml/d) input as +ve 2071-72: 17.5299; Gains in Water Available For Use / Savings in Demand under the selected programme (Ml/d) input as +ve 2072-73: 18.1461; Gains in Water Available For Use / Savings in Demand under the selected programme (Ml/d) input as +ve 2073-74: 18.4987; Gains in Water Available For Use / Savings in Demand under the selected programme (Ml/d) input as +ve 2074-75: 18.9486
52cA | SRN Otterbourne WSW to Source A | PRT_SRN Otterbourne WSW-Source A p | External potable bulk supply/transfer | Distribution Options | N | Alternative Plan 4 | SWSHSE | Ml/d | 2 | Gains in Water Available For Use / Savings in Demand under the selected programme (Ml/d) input as +ve 2039-40: -9.0565; Gains in Water Available For Use / Savings in Demand under the selected programme (Ml/d) input as +ve 2040-41: -10.8488; Gains in Water Available For Use / Savings in Demand under the selected programme (Ml/d) input as +ve 2041-42: -11.1757; Gains in Water Available For Use / Savings in Demand under the selected programme (Ml/d) input as +ve 2042-43: -11.7652; Gains in Water Available For Use / Savings in Demand under the selected programme (Ml/d) input as +ve 2043-44: -12.4303; Gains in Water Available For Use / Savings in Demand under the selected programme (Ml/d) input as +ve 2044-45: -13.3685; Gains in Water Available For Use / Savings in Demand under the selected programme (Ml/d) input as +ve 2045-46: -13.8721; Gains in Water Available For Use / Savings in Demand under the selected programme (Ml/d) input as +ve 2046-47: -14.3789; Gains in Water Available For Use / Savings in Demand under the selected programme (Ml/d) input as +ve 2047-48: -14.9502; Gains in Water Available For Use / Savings in Demand under the selected programme (Ml/d) input as +ve 2048-49: -15.4994; Gains in Water Available For Use / Savings in Demand under the selected programme (Ml/d) input as +ve 2049-50: -15.7667; Gains in Water Available For Use / Savings in Demand under the selected programme (Ml/d) input as +ve 2050-51: -15.0552; Gains in Water Available For Use / Savings in Demand under the selected programme (Ml/d) input as +ve 2051-52: -14.7148; Gains in Water Available For Use / Savings in Demand under the selected programme (Ml/d) input as +ve 2052-53: -14.7825; Gains in Water Available For Use / Savings in Demand under the selected programme (Ml/d) input as +ve 2053-54: -14.1548; Gains in Water Available For Use / Savings in Demand under the selected programme (Ml/d) input as +ve 2054-55: -13.8809; Gains in Water Available For Use / Savings in Demand under the selected programme (Ml/d) input as +ve 2055-56: -13.5904; Gains in Water Available For Use / Savings in Demand under the selected programme (Ml/d) input as +ve 2056-57: -13.3334; Gains in Water Available For Use / Savings in Demand under the selected programme (Ml/d) input as +ve 2057-58: -13.098; Gains in Water Available For Use / Savings in Demand under the selected programme (Ml/d) input as +ve 2058-59: -12.8628; Gains in Water Available For Use / Savings in Demand under the selected programme (Ml/d) input as +ve 2059-60: -12.6367; Gains in Water Available For Use / Savings in Demand under the selected programme (Ml/d) input as +ve 2060-61: -12.397; Gains in Water Available For Use / Savings in Demand under the selected programme (Ml/d) input as +ve 2061-62: -12.1758; Gains in Water Available For Use / Savings in Demand under the selected programme (Ml/d) input as +ve 2062-63: -12.6599; Gains in Water Available For Use / Savings in Demand under the selected programme (Ml/d) input as +ve 2063-64: -13.1517; Gains in Water Available For Use / Savings in Demand under the selected programme (Ml/d) input as +ve 2064-65: -13.3449; Gains in Water Available For Use / Savings in Demand under the selected programme (Ml/d) input as +ve 2065-66: -13.9043; Gains in Water Available For Use / Savings in Demand under the selected programme (Ml/d) input as +ve 2066-67: -14.1662; Gains in Water Available For Use / Savings in Demand under the selected programme (Ml/d) input as +ve 2067-68: -14.7451; Gains in Water Available For Use / Savings in Demand under the selected programme (Ml/d) input as +ve 2068-69: -15.315; Gains in Water Available For Use / Savings in Demand under the selected programme (Ml/d) input as +ve 2069-70: -16.2361; Gains in Water Available For Use / Savings in Demand under the selected programme (Ml/d) input as +ve 2070-71: -16.9789; Gains in Water Available For Use / Savings in Demand under the selected programme (Ml/d) input as +ve 2071-72: -17.5299; Gains in Water Available For Use / Savings in Demand under the selected programme (Ml/d) input as +ve 2072-73: -18.1461; Gains in Water Available For Use / Savings in Demand under the selected programme (Ml/d) input as +ve 2073-74: -18.4987; Gains in Water Available For Use / Savings in Demand under the selected programme (Ml/d) input as +ve 2074-75: -18.9486
52cA | Bulk import (HSE): Reading to Otterbourne - raw (200Ml/d) (25 Ml/d Phase 1) | SWS_HSE_EF-TFR_REP_ALL_pwc2_res2 | External potable bulk supply/transfer | Distribution Options | N | Alternative Plan 4 | PWSPRT | Ml/d | 2 | Gains in Water Available For Use / Savings in Demand under the selected programme (Ml/d) input as +ve 2040-41: 0; Gains in Water Available For Use / Savings in Demand under the selected programme (Ml/d) input as +ve 2041-42: 0; Gains in Water Available For Use / Savings in Demand under the selected programme (Ml/d) input as +ve 2042-43: 0; Gains in Water Available For Use / Savings in Demand under the selected programme (Ml/d) input as +ve 2043-44: 0; Gains in Water Available For Use / Savings in Demand under the selected programme (Ml/d) input as +ve 2044-45: 0; Gains in Water Available For Use / Savings in Demand under the selected programme (Ml/d) input as +ve 2045-46: 0; Gains in Water Available For Use / Savings in Demand under the selected programme (Ml/d) input as +ve 2046-47: 0; Gains in Water Available For Use / Savings in Demand under the selected programme (Ml/d) input as +ve 2047-48: 0; Gains in Water Available For Use / Savings in Demand under the selected programme (Ml/d) input as +ve 2048-49: 0; Gains in Water Available For Use / Savings in Demand under the selected programme (Ml/d) input as +ve 2049-50: 0; Gains in Water Available For Use / Savings in Demand under the selected programme (Ml/d) input as +ve 2050-51: 0; Gains in Water Available For Use / Savings in Demand under the selected programme (Ml/d) input as +ve 2051-52: 0; Gains in Water Available For Use / Savings in Demand under the selected programme (Ml/d) input as +ve 2052-53: 0; Gains in Water Available For Use / Savings in Demand under the selected programme (Ml/d) input as +ve 2053-54: 0; Gains in Water Available For Use / Savings in Demand under the selected programme (Ml/d) input as +ve 2054-55: 0; Gains in Water Available For Use / Savings in Demand under the selected programme (Ml/d) input as +ve 2055-56: 0; Gains in Water Available For Use / Savings in Demand under the selected programme (Ml/d) input as +ve 2056-57: 0; Gains in Water Available For Use / Savings in Demand under the selected programme (Ml/d) input as +ve 2057-58: 0; Gains in Water Available For Use / Savings in Demand under the selected programme (Ml/d) input as +ve 2058-59: 0; Gains in Water Available For Use / Savings in Demand under the selected programme (Ml/d) input as +ve 2059-60: 0; Gains in Water Available For Use / Savings in Demand under the selected programme (Ml/d) input as +ve 2060-61: 0; Gains in Water Available For Use / Savings in Demand under the selected programme (Ml/d) input as +ve 2061-62: 0; Gains in Water Available For Use / Savings in Demand under the selected programme (Ml/d) input as +ve 2062-63: 0; Gains in Water Available For Use / Savings in Demand under the selected programme (Ml/d) input as +ve 2063-64: 0; Gains in Water Available For Use / Savings in Demand under the selected programme (Ml/d) input as +ve 2064-65: 0; Gains in Water Available For Use / Savings in Demand under the selected programme (Ml/d) input as +ve 2065-66: 0; Gains in Water Available For Use / Savings in Demand under the selected programme (Ml/d) input as +ve 2066-67: 0; Gains in Water Available For Use / Savings in Demand under the selected programme (Ml/d) input as +ve 2067-68: 0; Gains in Water Available For Use / Savings in Demand under the selected programme (Ml/d) input as +ve 2068-69: 0; Gains in Water Available For Use / Savings in Demand under the selected programme (Ml/d) input as +ve 2069-70: 0; Gains in Water Available For Use / Savings in Demand under the selected programme (Ml/d) input as +ve 2070-71: 0; Gains in Water Available For Use / Savings in Demand under the selected programme (Ml/d) input as +ve 2071-72: 0; Gains in Water Available For Use / Savings in Demand under the selected programme (Ml/d) input as +ve 2072-73: 0; Gains in Water Available For Use / Savings in Demand under the selected programme (Ml/d) input as +ve 2073-74: 0; Gains in Water Available For Use / Savings in Demand under the selected programme (Ml/d) input as +ve 2074-75: 0
52cA | Bulk import (HSE): Reading to Otterbourne - raw (200Ml/d) (25 Ml/d Phase 1) | SWS_HSE_EF-TFR_REP_ALL_pwc2_res2 | External potable bulk supply/transfer | Distribution Options | N | Alternative Plan 4 | SWSHSE | Ml/d | 2 | Gains in Water Available For Use / Savings in Demand under the selected programme (Ml/d) input as +ve 2040-41: 0; Gains in Water Available For Use / Savings in Demand under the selected programme (Ml/d) input as +ve 2041-42: 0; Gains in Water Available For Use / Savings in Demand under the selected programme (Ml/d) input as +ve 2042-43: 0; Gains in Water Available For Use / Savings in Demand under the selected programme (Ml/d) input as +ve 2043-44: 0; Gains in Water Available For Use / Savings in Demand under the selected programme (Ml/d) input as +ve 2044-45: 0; Gains in Water Available For Use / Savings in Demand under the selected programme (Ml/d) input as +ve 2045-46: 0; Gains in Water Available For Use / Savings in Demand under the selected programme (Ml/d) input as +ve 2046-47: 0; Gains in Water Available For Use / Savings in Demand under the selected programme (Ml/d) input as +ve 2047-48: 0; Gains in Water Available For Use / Savings in Demand under the selected programme (Ml/d) input as +ve 2048-49: 0; Gains in Water Available For Use / Savings in Demand under the selected programme (Ml/d) input as +ve 2049-50: 0; Gains in Water Available For Use / Savings in Demand under the selected programme (Ml/d) input as +ve 2050-51: 0; Gains in Water Available For Use / Savings in Demand under the selected programme (Ml/d) input as +ve 2051-52: 0; Gains in Water Available For Use / Savings in Demand under the selected programme (Ml/d) input as +ve 2052-53: 0; Gains in Water Available For Use / Savings in Demand under the selected programme (Ml/d) input as +ve 2053-54: 0; Gains in Water Available For Use / Savings in Demand under the selected programme (Ml/d) input as +ve 2054-55: 0; Gains in Water Available For Use / Savings in Demand under the selected programme (Ml/d) input as +ve 2055-56: 0; Gains in Water Available For Use / Savings in Demand under the selected programme (Ml/d) input as +ve 2056-57: 0; Gains in Water Available For Use / Savings in Demand under the selected programme (Ml/d) input as +ve 2057-58: 0; Gains in Water Available For Use / Savings in Demand under the selected programme (Ml/d) input as +ve 2058-59: 0; Gains in Water Available For Use / Savings in Demand under the selected programme (Ml/d) input as +ve 2059-60: 0; Gains in Water Available For Use / Savings in Demand under the selected programme (Ml/d) input as +ve 2060-61: 0; Gains in Water Available For Use / Savings in Demand under the selected programme (Ml/d) input as +ve 2061-62: 0; Gains in Water Available For Use / Savings in Demand under the selected programme (Ml/d) input as +ve 2062-63: 0; Gains in Water Available For Use / Savings in Demand under the selected programme (Ml/d) input as +ve 2063-64: 0; Gains in Water Available For Use / Savings in Demand under the selected programme (Ml/d) input as +ve 2064-65: 0; Gains in Water Available For Use / Savings in Demand under the selected programme (Ml/d) input as +ve 2065-66: 0; Gains in Water Available For Use / Savings in Demand under the selected programme (Ml/d) input as +ve 2066-67: 0; Gains in Water Available For Use / Savings in Demand under the selected programme (Ml/d) input as +ve 2067-68: 0; Gains in Water Available For Use / Savings in Demand under the selected programme (Ml/d) input as +ve 2068-69: 0; Gains in Water Available For Use / Savings in Demand under the selected programme (Ml/d) input as +ve 2069-70: 0; Gains in Water Available For Use / Savings in Demand under the selected programme (Ml/d) input as +ve 2070-71: 0; Gains in Water Available For Use / Savings in Demand under the selected programme (Ml/d) input as +ve 2071-72: 0; Gains in Water Available For Use / Savings in Demand under the selected programme (Ml/d) input as +ve 2072-73: 0; Gains in Water Available For Use / Savings in Demand under the selected programme (Ml/d) input as +ve 2073-74: 0; Gains in Water Available For Use / Savings in Demand under the selected programme (Ml/d) input as +ve 2074-75: 0
52aA | Bulk import (HSE): Havant Thicket Reservoir to Otterbourne WSW pipeline - first section (90Ml/d) | SWS_HTE_HI-TFR_PWE_CNO_ht-ott mm 90 | External raw water bulk supply/transfer | Resource Options | N | Alternative Plan 4 | SWSHSE | Ml/d | 2 | Gains in Water Available For Use / Savings in Demand under the selected programme (Ml/d) input as +ve 2034-35: 20; Gains in Water Available For Use / Savings in Demand under the selected programme (Ml/d) input as +ve 2035-36: 20; Gains in Water Available For Use / Savings in Demand under the selected programme (Ml/d) input as +ve 2036-37: 20; Gains in Water Available For Use / Savings in Demand under the selected programme (Ml/d) input as +ve 2037-38: 20; Gains in Water Available For Use / Savings in Demand under the selected programme (Ml/d) input as +ve 2038-39: 20; Gains in Water Available For Use / Savings in Demand under the selected programme (Ml/d) input as +ve 2039-40: 20; Gains in Water Available For Use / Savings in Demand under the selected programme (Ml/d) input as +ve 2040-41: 20; Gains in Water Available For Use / Savings in Demand under the selected programme (Ml/d) input as +ve 2041-42: 20; Gains in Water Available For Use / Savings in Demand under the selected programme (Ml/d) input as +ve 2042-43: 20; Gains in Water Available For Use / Savings in Demand under the selected programme (Ml/d) input as +ve 2043-44: 20; Gains in Water Available For Use / Savings in Demand under the selected programme (Ml/d) input as +ve 2044-45: 20; Gains in Water Available For Use / Savings in Demand under the selected programme (Ml/d) input as +ve 2045-46: 20; Gains in Water Available For Use / Savings in Demand under the selected programme (Ml/d) input as +ve 2046-47: 20; Gains in Water Available For Use / Savings in Demand under the selected programme (Ml/d) input as +ve 2047-48: 20; Gains in Water Available For Use / Savings in Demand under the selected programme (Ml/d) input as +ve 2048-49: 20; Gains in Water Available For Use / Savings in Demand under the selected programme (Ml/d) input as +ve 2049-50: 20; Gains in Water Available For Use / Savings in Demand under the selected programme (Ml/d) input as +ve 2050-51: 20; Gains in Water Available For Use / Savings in Demand under the selected programme (Ml/d) input as +ve 2051-52: 20; Gains in Water Available For Use / Savings in Demand under the selected programme (Ml/d) input as +ve 2052-53: 20; Gains in Water Available For Use / Savings in Demand under the selected programme (Ml/d) input as +ve 2053-54: 20; Gains in Water Available For Use / Savings in Demand under the selected programme (Ml/d) input as +ve 2054-55: 20; Gains in Water Available For Use / Savings in Demand under the selected programme (Ml/d) input as +ve 2055-56: 20; Gains in Water Available For Use / Savings in Demand under the selected programme (Ml/d) input as +ve 2056-57: 20; Gains in Water Available For Use / Savings in Demand under the selected programme (Ml/d) input as +ve 2057-58: 20; Gains in Water Available For Use / Savings in Demand under the selected programme (Ml/d) input as +ve 2058-59: 20; Gains in Water Available For Use / Savings in Demand under the selected programme (Ml/d) input as +ve 2059-60: 20; Gains in Water Available For Use / Savings in Demand under the selected programme (Ml/d) input as +ve 2060-61: 20; Gains in Water Available For Use / Savings in Demand under the selected programme (Ml/d) input as +ve 2061-62: 20; Gains in Water Available For Use / Savings in Demand under the selected programme (Ml/d) input as +ve 2062-63: 20; Gains in Water Available For Use / Savings in Demand under the selected programme (Ml/d) input as +ve 2063-64: 20; Gains in Water Available For Use / Savings in Demand under the selected programme (Ml/d) input as +ve 2064-65: 20; Gains in Water Available For Use / Savings in Demand under the selected programme (Ml/d) input as +ve 2065-66: 20; Gains in Water Available For Use / Savings in Demand under the selected programme (Ml/d) input as +ve 2066-67: 20; Gains in Water Available For Use / Savings in Demand under the selected programme (Ml/d) input as +ve 2067-68: 20; Gains in Water Available For Use / Savings in Demand under the selected programme (Ml/d) input as +ve 2068-69: 20; Gains in Water Available For Use / Savings in Demand under the selected programme (Ml/d) input as +ve 2069-70: 20; Gains in Water Available For Use / Savings in Demand under the selected programme (Ml/d) input as +ve 2070-71: 20; Gains in Water Available For Use / Savings in Demand under the selected programme (Ml/d) input as +ve 2071-72: 20; Gains in Water Available For Use / Savings in Demand under the selected programme (Ml/d) input as +ve 2072-73: 20; Gains in Water Available For Use / Savings in Demand under the selected programme (Ml/d) input as +ve 2073-74: 20; Gains in Water Available For Use / Savings in Demand under the selected programme (Ml/d) input as +ve 2074-75: 20
52aA | Bulk import (HSE): Havant Thicket Reservoir to Otterbourne WSW pipeline - first section (90Ml/d) | SWS_HTE_HI-TFR_PWE_CNO_ht-ott mm 90 | External raw water bulk supply/transfer | Resource Options | N | Alternative Plan 4 | PWSPRT | Ml/d | 2 | Gains in Water Available For Use / Savings in Demand under the selected programme (Ml/d) input as +ve 2034-35: -20; Gains in Water Available For Use / Savings in Demand under the selected programme (Ml/d) input as +ve 2035-36: -20; Gains in Water Available For Use / Savings in Demand under the selected programme (Ml/d) input as +ve 2036-37: -20; Gains in Water Available For Use / Savings in Demand under the selected programme (Ml/d) input as +ve 2037-38: -20; Gains in Water Available For Use / Savings in Demand under the selected programme (Ml/d) input as +ve 2038-39: -20; Gains in Water Available For Use / Savings in Demand under the selected programme (Ml/d) input as +ve 2039-40: -20; Gains in Water Available For Use / Savings in Demand under the selected programme (Ml/d) input as +ve 2040-41: -20; Gains in Water Available For Use / Savings in Demand under the selected programme (Ml/d) input as +ve 2041-42: -20; Gains in Water Available For Use / Savings in Demand under the selected programme (Ml/d) input as +ve 2042-43: -20; Gains in Water Available For Use / Savings in Demand under the selected programme (Ml/d) input as +ve 2043-44: -20; Gains in Water Available For Use / Savings in Demand under the selected programme (Ml/d) input as +ve 2044-45: -20; Gains in Water Available For Use / Savings in Demand under the selected programme (Ml/d) input as +ve 2045-46: -20; Gains in Water Available For Use / Savings in Demand under the selected programme (Ml/d) input as +ve 2046-47: -20; Gains in Water Available For Use / Savings in Demand under the selected programme (Ml/d) input as +ve 2047-48: -20; Gains in Water Available For Use / Savings in Demand under the selected programme (Ml/d) input as +ve 2048-49: -20; Gains in Water Available For Use / Savings in Demand under the selected programme (Ml/d) input as +ve 2049-50: -20; Gains in Water Available For Use / Savings in Demand under the selected programme (Ml/d) input as +ve 2050-51: -20; Gains in Water Available For Use / Savings in Demand under the selected programme (Ml/d) input as +ve 2051-52: -20; Gains in Water Available For Use / Savings in Demand under the selected programme (Ml/d) input as +ve 2052-53: -20; Gains in Water Available For Use / Savings in Demand under the selected programme (Ml/d) input as +ve 2053-54: -20; Gains in Water Available For Use / Savings in Demand under the selected programme (Ml/d) input as +ve 2054-55: -20; Gains in Water Available For Use / Savings in Demand under the selected programme (Ml/d) input as +ve 2055-56: -20; Gains in Water Available For Use / Savings in Demand under the selected programme (Ml/d) input as +ve 2056-57: -20; Gains in Water Available For Use / Savings in Demand under the selected programme (Ml/d) input as +ve 2057-58: -20; Gains in Water Available For Use / Savings in Demand under the selected programme (Ml/d) input as +ve 2058-59: -20; Gains in Water Available For Use / Savings in Demand under the selected programme (Ml/d) input as +ve 2059-60: -20; Gains in Water Available For Use / Savings in Demand under the selected programme (Ml/d) input as +ve 2060-61: -20; Gains in Water Available For Use / Savings in Demand under the selected programme (Ml/d) input as +ve 2061-62: -20; Gains in Water Available For Use / Savings in Demand under the selected programme (Ml/d) input as +ve 2062-63: -20; Gains in Water Available For Use / Savings in Demand under the selected programme (Ml/d) input as +ve 2063-64: -20; Gains in Water Available For Use / Savings in Demand under the selected programme (Ml/d) input as +ve 2064-65: -20; Gains in Water Available For Use / Savings in Demand under the selected programme (Ml/d) input as +ve 2065-66: -20; Gains in Water Available For Use / Savings in Demand under the selected programme (Ml/d) input as +ve 2066-67: -20; Gains in Water Available For Use / Savings in Demand under the selected programme (Ml/d) input as +ve 2067-68: -20; Gains in Water Available For Use / Savings in Demand under the selected programme (Ml/d) input as +ve 2068-69: -20; Gains in Water Available For Use / Savings in Demand under the selected programme (Ml/d) input as +ve 2069-70: -20; Gains in Water Available For Use / Savings in Demand under the selected programme (Ml/d) input as +ve 2070-71: -20; Gains in Water Available For Use / Savings in Demand under the selected programme (Ml/d) input as +ve 2071-72: -20; Gains in Water Available For Use / Savings in Demand under the selected programme (Ml/d) input as +ve 2072-73: -20; Gains in Water Available For Use / Savings in Demand under the selected programme (Ml/d) input as +ve 2073-74: -20; Gains in Water Available For Use / Savings in Demand under the selected programme (Ml/d) input as +ve 2074-75: -20
52aA | Recycling (HSE): Recharge of Havant Thicket from recycled water from Budds Farm (60Ml/d) | SWS_PWE_HI-REU_RE1_CNO_60toht v0.1 | Water reuse | Resource Options | N | Alternative Plan 4 | PWSPRT | Ml/d | 2 | Gains in Water Available For Use / Savings in Demand under the selected programme (Ml/d) input as +ve 2034-35: 20; Gains in Water Available For Use / Savings in Demand under the selected programme (Ml/d) input as +ve 2035-36: 20; Gains in Water Available For Use / Savings in Demand under the selected programme (Ml/d) input as +ve 2036-37: 20; Gains in Water Available For Use / Savings in Demand under the selected programme (Ml/d) input as +ve 2037-38: 20; Gains in Water Available For Use / Savings in Demand under the selected programme (Ml/d) input as +ve 2038-39: 20; Gains in Water Available For Use / Savings in Demand under the selected programme (Ml/d) input as +ve 2039-40: 60; Gains in Water Available For Use / Savings in Demand under the selected programme (Ml/d) input as +ve 2040-41: 60; Gains in Water Available For Use / Savings in Demand under the selected programme (Ml/d) input as +ve 2041-42: 60; Gains in Water Available For Use / Savings in Demand under the selected programme (Ml/d) input as +ve 2042-43: 60; Gains in Water Available For Use / Savings in Demand under the selected programme (Ml/d) input as +ve 2043-44: 60; Gains in Water Available For Use / Savings in Demand under the selected programme (Ml/d) input as +ve 2044-45: 60; Gains in Water Available For Use / Savings in Demand under the selected programme (Ml/d) input as +ve 2045-46: 60; Gains in Water Available For Use / Savings in Demand under the selected programme (Ml/d) input as +ve 2046-47: 60; Gains in Water Available For Use / Savings in Demand under the selected programme (Ml/d) input as +ve 2047-48: 60; Gains in Water Available For Use / Savings in Demand under the selected programme (Ml/d) input as +ve 2048-49: 60; Gains in Water Available For Use / Savings in Demand under the selected programme (Ml/d) input as +ve 2049-50: 60; Gains in Water Available For Use / Savings in Demand under the selected programme (Ml/d) input as +ve 2050-51: 60; Gains in Water Available For Use / Savings in Demand under the selected programme (Ml/d) input as +ve 2051-52: 60; Gains in Water Available For Use / Savings in Demand under the selected programme (Ml/d) input as +ve 2052-53: 60; Gains in Water Available For Use / Savings in Demand under the selected programme (Ml/d) input as +ve 2053-54: 60; Gains in Water Available For Use / Savings in Demand under the selected programme (Ml/d) input as +ve 2054-55: 60; Gains in Water Available For Use / Savings in Demand under the selected programme (Ml/d) input as +ve 2055-56: 60; Gains in Water Available For Use / Savings in Demand under the selected programme (Ml/d) input as +ve 2056-57: 60; Gains in Water Available For Use / Savings in Demand under the selected programme (Ml/d) input as +ve 2057-58: 60; Gains in Water Available For Use / Savings in Demand under the selected programme (Ml/d) input as +ve 2058-59: 60; Gains in Water Available For Use / Savings in Demand under the selected programme (Ml/d) input as +ve 2059-60: 60; Gains in Water Available For Use / Savings in Demand under the selected programme (Ml/d) input as +ve 2060-61: 60; Gains in Water Available For Use / Savings in Demand under the selected programme (Ml/d) input as +ve 2061-62: 60; Gains in Water Available For Use / Savings in Demand under the selected programme (Ml/d) input as +ve 2062-63: 60; Gains in Water Available For Use / Savings in Demand under the selected programme (Ml/d) input as +ve 2063-64: 60; Gains in Water Available For Use / Savings in Demand under the selected programme (Ml/d) input as +ve 2064-65: 60; Gains in Water Available For Use / Savings in Demand under the selected programme (Ml/d) input as +ve 2065-66: 60; Gains in Water Available For Use / Savings in Demand under the selected programme (Ml/d) input as +ve 2066-67: 60; Gains in Water Available For Use / Savings in Demand under the selected programme (Ml/d) input as +ve 2067-68: 60; Gains in Water Available For Use / Savings in Demand under the selected programme (Ml/d) input as +ve 2068-69: 60; Gains in Water Available For Use / Savings in Demand under the selected programme (Ml/d) input as +ve 2069-70: 60; Gains in Water Available For Use / Savings in Demand under the selected programme (Ml/d) input as +ve 2070-71: 60; Gains in Water Available For Use / Savings in Demand under the selected programme (Ml/d) input as +ve 2071-72: 60; Gains in Water Available For Use / Savings in Demand under the selected programme (Ml/d) input as +ve 2072-73: 60; Gains in Water Available For Use / Savings in Demand under the selected programme (Ml/d) input as +ve 2073-74: 60; Gains in Water Available For Use / Savings in Demand under the selected programme (Ml/d) input as +ve 2074-75: 60
52aA | Bulk export (SNZ): Pulborough to Havant Thicket Reservoir (50Ml/d) | SWS_SNZ_HI-TFR_PWE_ALL_havant -hardha r 50 | External raw water bulk supply/transfer | Resource Options | N | Alternative Plan 4 | PWSPRT | Ml/d | 2 | Gains in Water Available For Use / Savings in Demand under the selected programme (Ml/d) input as +ve 2039-40: 0; Gains in Water Available For Use / Savings in Demand under the selected programme (Ml/d) input as +ve 2040-41: -3.1972; Gains in Water Available For Use / Savings in Demand under the selected programme (Ml/d) input as +ve 2041-42: -31.3749; Gains in Water Available For Use / Savings in Demand under the selected programme (Ml/d) input as +ve 2042-43: -31.9053; Gains in Water Available For Use / Savings in Demand under the selected programme (Ml/d) input as +ve 2043-44: -33.4674; Gains in Water Available For Use / Savings in Demand under the selected programme (Ml/d) input as +ve 2044-45: -34.663; Gains in Water Available For Use / Savings in Demand under the selected programme (Ml/d) input as +ve 2045-46: -37.1823; Gains in Water Available For Use / Savings in Demand under the selected programme (Ml/d) input as +ve 2046-47: -36.0245; Gains in Water Available For Use / Savings in Demand under the selected programme (Ml/d) input as +ve 2047-48: -35.0856; Gains in Water Available For Use / Savings in Demand under the selected programme (Ml/d) input as +ve 2048-49: -34.3515; Gains in Water Available For Use / Savings in Demand under the selected programme (Ml/d) input as +ve 2049-50: -33.615; Gains in Water Available For Use / Savings in Demand under the selected programme (Ml/d) input as +ve 2050-51: -37.4996; Gains in Water Available For Use / Savings in Demand under the selected programme (Ml/d) input as +ve 2051-52: -38.7895; Gains in Water Available For Use / Savings in Demand under the selected programme (Ml/d) input as +ve 2052-53: -40; Gains in Water Available For Use / Savings in Demand under the selected programme (Ml/d) input as +ve 2053-54: -30.8721; Gains in Water Available For Use / Savings in Demand under the selected programme (Ml/d) input as +ve 2054-55: -32.2349; Gains in Water Available For Use / Savings in Demand under the selected programme (Ml/d) input as +ve 2055-56: -32.9457; Gains in Water Available For Use / Savings in Demand under the selected programme (Ml/d) input as +ve 2056-57: 0; Gains in Water Available For Use / Savings in Demand under the selected programme (Ml/d) input as +ve 2057-58: 0; Gains in Water Available For Use / Savings in Demand under the selected programme (Ml/d) input as +ve 2058-59: 0; Gains in Water Available For Use / Savings in Demand under the selected programme (Ml/d) input as +ve 2059-60: -37.7241; Gains in Water Available For Use / Savings in Demand under the selected programme (Ml/d) input as +ve 2060-61: -38.8784; Gains in Water Available For Use / Savings in Demand under the selected programme (Ml/d) input as +ve 2061-62: 0; Gains in Water Available For Use / Savings in Demand under the selected programme (Ml/d) input as +ve 2062-63: 0; Gains in Water Available For Use / Savings in Demand under the selected programme (Ml/d) input as +ve 2063-64: -40; Gains in Water Available For Use / Savings in Demand under the selected programme (Ml/d) input as +ve 2064-65: 0; Gains in Water Available For Use / Savings in Demand under the selected programme (Ml/d) input as +ve 2065-66: 0; Gains in Water Available For Use / Savings in Demand under the selected programme (Ml/d) input as +ve 2066-67: -40; Gains in Water Available For Use / Savings in Demand under the selected programme (Ml/d) input as +ve 2067-68: -40; Gains in Water Available For Use / Savings in Demand under the selected programme (Ml/d) input as +ve 2068-69: -40; Gains in Water Available For Use / Savings in Demand under the selected programme (Ml/d) input as +ve 2069-70: 0; Gains in Water Available For Use / Savings in Demand under the selected programme (Ml/d) input as +ve 2070-71: -40; Gains in Water Available For Use / Savings in Demand under the selected programme (Ml/d) input as +ve 2071-72: 0; Gains in Water Available For Use / Savings in Demand under the selected programme (Ml/d) input as +ve 2072-73: 0; Gains in Water Available For Use / Savings in Demand under the selected programme (Ml/d) input as +ve 2073-74: 0; Gains in Water Available For Use / Savings in Demand under the selected programme (Ml/d) input as +ve 2074-75: 0
52aA | Bulk export (SNZ): Pulborough to Havant Thicket Reservoir (50Ml/d) | SWS_SNZ_HI-TFR_PWE_ALL_havant -hardha r 50 | External raw water bulk supply/transfer | Resource Options | N | Alternative Plan 4 | SWSSNT | Ml/d | 2 | Gains in Water Available For Use / Savings in Demand under the selected programme (Ml/d) input as +ve 2039-40: 40; Gains in Water Available For Use / Savings in Demand under the selected programme (Ml/d) input as +ve 2040-41: 40; Gains in Water Available For Use / Savings in Demand under the selected programme (Ml/d) input as +ve 2041-42: 40; Gains in Water Available For Use / Savings in Demand under the selected programme (Ml/d) input as +ve 2042-43: 40; Gains in Water Available For Use / Savings in Demand under the selected programme (Ml/d) input as +ve 2043-44: 40; Gains in Water Available For Use / Savings in Demand under the selected programme (Ml/d) input as +ve 2044-45: 40; Gains in Water Available For Use / Savings in Demand under the selected programme (Ml/d) input as +ve 2045-46: 40; Gains in Water Available For Use / Savings in Demand under the selected programme (Ml/d) input as +ve 2046-47: 40; Gains in Water Available For Use / Savings in Demand under the selected programme (Ml/d) input as +ve 2047-48: 40; Gains in Water Available For Use / Savings in Demand under the selected programme (Ml/d) input as +ve 2048-49: 40; Gains in Water Available For Use / Savings in Demand under the selected programme (Ml/d) input as +ve 2049-50: 40; Gains in Water Available For Use / Savings in Demand under the selected programme (Ml/d) input as +ve 2050-51: 40; Gains in Water Available For Use / Savings in Demand under the selected programme (Ml/d) input as +ve 2051-52: 40; Gains in Water Available For Use / Savings in Demand under the selected programme (Ml/d) input as +ve 2052-53: 40; Gains in Water Available For Use / Savings in Demand under the selected programme (Ml/d) input as +ve 2053-54: 40; Gains in Water Available For Use / Savings in Demand under the selected programme (Ml/d) input as +ve 2054-55: 40; Gains in Water Available For Use / Savings in Demand under the selected programme (Ml/d) input as +ve 2055-56: 40; Gains in Water Available For Use / Savings in Demand under the selected programme (Ml/d) input as +ve 2056-57: 4.9606; Gains in Water Available For Use / Savings in Demand under the selected programme (Ml/d) input as +ve 2057-58: 4.3997; Gains in Water Available For Use / Savings in Demand under the selected programme (Ml/d) input as +ve 2058-59: 3.0408; Gains in Water Available For Use / Savings in Demand under the selected programme (Ml/d) input as +ve 2059-60: 40; Gains in Water Available For Use / Savings in Demand under the selected programme (Ml/d) input as +ve 2060-61: 40; Gains in Water Available For Use / Savings in Demand under the selected programme (Ml/d) input as +ve 2061-62: 0.83421; Gains in Water Available For Use / Savings in Demand under the selected programme (Ml/d) input as +ve 2062-63: 0; Gains in Water Available For Use / Savings in Demand under the selected programme (Ml/d) input as +ve 2063-64: 40; Gains in Water Available For Use / Savings in Demand under the selected programme (Ml/d) input as +ve 2064-65: 0; Gains in Water Available For Use / Savings in Demand under the selected programme (Ml/d) input as +ve 2065-66: 0; Gains in Water Available For Use / Savings in Demand under the selected programme (Ml/d) input as +ve 2066-67: 40; Gains in Water Available For Use / Savings in Demand under the selected programme (Ml/d) input as +ve 2067-68: 40; Gains in Water Available For Use / Savings in Demand under the selected programme (Ml/d) input as +ve 2068-69: 40; Gains in Water Available For Use / Savings in Demand under the selected programme (Ml/d) input as +ve 2069-70: 0; Gains in Water Available For Use / Savings in Demand under the selected programme (Ml/d) input as +ve 2070-71: 40; Gains in Water Available For Use / Savings in Demand under the selected programme (Ml/d) input as +ve 2071-72: 0; Gains in Water Available For Use / Savings in Demand under the selected programme (Ml/d) input as +ve 2072-73: 0; Gains in Water Available For Use / Savings in Demand under the selected programme (Ml/d) input as +ve 2073-74: 0; Gains in Water Available For Use / Savings in Demand under the selected programme (Ml/d) input as +ve 2074-75: 0
52aA | Bulk export (SNZ): Pulborough to Havant Thicket Reservoir (50Ml/d) | SWS_SNZ_HI-TFR_PWE_ALL_havant -hardha r 50 | External raw water bulk supply/transfer | Resource Options | N | Alternative Plan 4 | PWSPRT | Ml/d | 2 | Gains in Water Available For Use / Savings in Demand under the selected programme (Ml/d) input as +ve 2039-40: -40; Gains in Water Available For Use / Savings in Demand under the selected programme (Ml/d) input as +ve 2040-41: -36.8028; Gains in Water Available For Use / Savings in Demand under the selected programme (Ml/d) input as +ve 2041-42: -8.6251; Gains in Water Available For Use / Savings in Demand under the selected programme (Ml/d) input as +ve 2042-43: -8.0947; Gains in Water Available For Use / Savings in Demand under the selected programme (Ml/d) input as +ve 2043-44: -6.5326; Gains in Water Available For Use / Savings in Demand under the selected programme (Ml/d) input as +ve 2044-45: -5.337; Gains in Water Available For Use / Savings in Demand under the selected programme (Ml/d) input as +ve 2045-46: -2.8177; Gains in Water Available For Use / Savings in Demand under the selected programme (Ml/d) input as +ve 2046-47: -3.9755; Gains in Water Available For Use / Savings in Demand under the selected programme (Ml/d) input as +ve 2047-48: -4.9144; Gains in Water Available For Use / Savings in Demand under the selected programme (Ml/d) input as +ve 2048-49: -5.6485; Gains in Water Available For Use / Savings in Demand under the selected programme (Ml/d) input as +ve 2049-50: -6.385; Gains in Water Available For Use / Savings in Demand under the selected programme (Ml/d) input as +ve 2050-51: -2.5004; Gains in Water Available For Use / Savings in Demand under the selected programme (Ml/d) input as +ve 2051-52: -1.2105; Gains in Water Available For Use / Savings in Demand under the selected programme (Ml/d) input as +ve 2053-54: -9.1279; Gains in Water Available For Use / Savings in Demand under the selected programme (Ml/d) input as +ve 2054-55: -7.7651; Gains in Water Available For Use / Savings in Demand under the selected programme (Ml/d) input as +ve 2055-56: -7.0543; Gains in Water Available For Use / Savings in Demand under the selected programme (Ml/d) input as +ve 2059-60: -2.2759; Gains in Water Available For Use / Savings in Demand under the selected programme (Ml/d) input as +ve 2060-61: -1.1216
52aA | Bulk export (SNZ): Pulborough to Havant Thicket Reservoir (50Ml/d) Phase 2 | SWS_havant th-hardham r 50 pipe WTW phase 2 | External raw water bulk supply/transfer | Resource Options | N | Alternative Plan 4 | PWSPRT | Ml/d | 2 | Gains in Water Available For Use / Savings in Demand under the selected programme (Ml/d) input as +ve 2056-57: -4.9606; Gains in Water Available For Use / Savings in Demand under the selected programme (Ml/d) input as +ve 2057-58: -4.3997; Gains in Water Available For Use / Savings in Demand under the selected programme (Ml/d) input as +ve 2058-59: -3.0408; Gains in Water Available For Use / Savings in Demand under the selected programme (Ml/d) input as +ve 2061-62: -0.83421
52aA | Bulk export (SNZ): Pulborough to Havant Thicket Reservoir (50Ml/d) Phase 2 | SWS_havant th-hardham r 50 pipe WTW phase 2 | External raw water bulk supply/transfer | Resource Options | N | Alternative Plan 4 | SWSSNT | Ml/d | 2 | Gains in Water Available For Use / Savings in Demand under the selected programme (Ml/d) input as +ve 2039-40: 0; Gains in Water Available For Use / Savings in Demand under the selected programme (Ml/d) input as +ve 2040-41: 0; Gains in Water Available For Use / Savings in Demand under the selected programme (Ml/d) input as +ve 2041-42: 0; Gains in Water Available For Use / Savings in Demand under the selected programme (Ml/d) input as +ve 2042-43: 0; Gains in Water Available For Use / Savings in Demand under the selected programme (Ml/d) input as +ve 2043-44: 0; Gains in Water Available For Use / Savings in Demand under the selected programme (Ml/d) input as +ve 2044-45: 0; Gains in Water Available For Use / Savings in Demand under the selected programme (Ml/d) input as +ve 2045-46: 0; Gains in Water Available For Use / Savings in Demand under the selected programme (Ml/d) input as +ve 2046-47: 0; Gains in Water Available For Use / Savings in Demand under the selected programme (Ml/d) input as +ve 2047-48: 0; Gains in Water Available For Use / Savings in Demand under the selected programme (Ml/d) input as +ve 2048-49: 0; Gains in Water Available For Use / Savings in Demand under the selected programme (Ml/d) input as +ve 2049-50: 0; Gains in Water Available For Use / Savings in Demand under the selected programme (Ml/d) input as +ve 2050-51: 0; Gains in Water Available For Use / Savings in Demand under the selected programme (Ml/d) input as +ve 2051-52: 0; Gains in Water Available For Use / Savings in Demand under the selected programme (Ml/d) input as +ve 2052-53: 0; Gains in Water Available For Use / Savings in Demand under the selected programme (Ml/d) input as +ve 2053-54: 0; Gains in Water Available For Use / Savings in Demand under the selected programme (Ml/d) input as +ve 2054-55: 0; Gains in Water Available For Use / Savings in Demand under the selected programme (Ml/d) input as +ve 2055-56: 0; Gains in Water Available For Use / Savings in Demand under the selected programme (Ml/d) input as +ve 2056-57: 35.0394; Gains in Water Available For Use / Savings in Demand under the selected programme (Ml/d) input as +ve 2057-58: 35.6003; Gains in Water Available For Use / Savings in Demand under the selected programme (Ml/d) input as +ve 2058-59: 36.9592; Gains in Water Available For Use / Savings in Demand under the selected programme (Ml/d) input as +ve 2059-60: 0; Gains in Water Available For Use / Savings in Demand under the selected programme (Ml/d) input as +ve 2060-61: 0; Gains in Water Available For Use / Savings in Demand under the selected programme (Ml/d) input as +ve 2061-62: 39.1658; Gains in Water Available For Use / Savings in Demand under the selected programme (Ml/d) input as +ve 2062-63: 40; Gains in Water Available For Use / Savings in Demand under the selected programme (Ml/d) input as +ve 2063-64: 0; Gains in Water Available For Use / Savings in Demand under the selected programme (Ml/d) input as +ve 2064-65: 40; Gains in Water Available For Use / Savings in Demand under the selected programme (Ml/d) input as +ve 2065-66: 40; Gains in Water Available For Use / Savings in Demand under the selected programme (Ml/d) input as +ve 2066-67: 0; Gains in Water Available For Use / Savings in Demand under the selected programme (Ml/d) input as +ve 2067-68: 0; Gains in Water Available For Use / Savings in Demand under the selected programme (Ml/d) input as +ve 2068-69: 0; Gains in Water Available For Use / Savings in Demand under the selected programme (Ml/d) input as +ve 2069-70: 40; Gains in Water Available For Use / Savings in Demand under the selected programme (Ml/d) input as +ve 2070-71: 0; Gains in Water Available For Use / Savings in Demand under the selected programme (Ml/d) input as +ve 2071-72: 40; Gains in Water Available For Use / Savings in Demand under the selected programme (Ml/d) input as +ve 2072-73: 40; Gains in Water Available For Use / Savings in Demand under the selected programme (Ml/d) input as +ve 2073-74: 40; Gains in Water Available For Use / Savings in Demand under the selected programme (Ml/d) input as +ve 2074-75: 40
52aA | Bulk export (SNZ): Pulborough to Havant Thicket Reservoir (50Ml/d) Phase 2 | SWS_havant th-hardham r 50 pipe WTW phase 2 | External raw water bulk supply/transfer | Resource Options | N | Alternative Plan 4 | PWSPRT | Ml/d | 2 | Gains in Water Available For Use / Savings in Demand under the selected programme (Ml/d) input as +ve 2039-40: 0; Gains in Water Available For Use / Savings in Demand under the selected programme (Ml/d) input as +ve 2040-41: 0; Gains in Water Available For Use / Savings in Demand under the selected programme (Ml/d) input as +ve 2041-42: 0; Gains in Water Available For Use / Savings in Demand under the selected programme (Ml/d) input as +ve 2042-43: 0; Gains in Water Available For Use / Savings in Demand under the selected programme (Ml/d) input as +ve 2043-44: 0; Gains in Water Available For Use / Savings in Demand under the selected programme (Ml/d) input as +ve 2044-45: 0; Gains in Water Available For Use / Savings in Demand under the selected programme (Ml/d) input as +ve 2045-46: 0; Gains in Water Available For Use / Savings in Demand under the selected programme (Ml/d) input as +ve 2046-47: 0; Gains in Water Available For Use / Savings in Demand under the selected programme (Ml/d) input as +ve 2047-48: 0; Gains in Water Available For Use / Savings in Demand under the selected programme (Ml/d) input as +ve 2048-49: 0; Gains in Water Available For Use / Savings in Demand under the selected programme (Ml/d) input as +ve 2049-50: 0; Gains in Water Available For Use / Savings in Demand under the selected programme (Ml/d) input as +ve 2050-51: 0; Gains in Water Available For Use / Savings in Demand under the selected programme (Ml/d) input as +ve 2051-52: 0; Gains in Water Available For Use / Savings in Demand under the selected programme (Ml/d) input as +ve 2052-53: 0; Gains in Water Available For Use / Savings in Demand under the selected programme (Ml/d) input as +ve 2053-54: 0; Gains in Water Available For Use / Savings in Demand under the selected programme (Ml/d) input as +ve 2054-55: 0; Gains in Water Available For Use / Savings in Demand under the selected programme (Ml/d) input as +ve 2055-56: 0; Gains in Water Available For Use / Savings in Demand under the selected programme (Ml/d) input as +ve 2056-57: -35.0394; Gains in Water Available For Use / Savings in Demand under the selected programme (Ml/d) input as +ve 2057-58: -35.6003; Gains in Water Available For Use / Savings in Demand under the selected programme (Ml/d) input as +ve 2058-59: -36.9592; Gains in Water Available For Use / Savings in Demand under the selected programme (Ml/d) input as +ve 2059-60: 0; Gains in Water Available For Use / Savings in Demand under the selected programme (Ml/d) input as +ve 2060-61: 0; Gains in Water Available For Use / Savings in Demand under the selected programme (Ml/d) input as +ve 2061-62: -39.1658; Gains in Water Available For Use / Savings in Demand under the selected programme (Ml/d) input as +ve 2062-63: -40; Gains in Water Available For Use / Savings in Demand under the selected programme (Ml/d) input as +ve 2063-64: 0; Gains in Water Available For Use / Savings in Demand under the selected programme (Ml/d) input as +ve 2064-65: -40; Gains in Water Available For Use / Savings in Demand under the selected programme (Ml/d) input as +ve 2065-66: -40; Gains in Water Available For Use / Savings in Demand under the selected programme (Ml/d) input as +ve 2066-67: 0; Gains in Water Available For Use / Savings in Demand under the selected programme (Ml/d) input as +ve 2067-68: 0; Gains in Water Available For Use / Savings in Demand under the selected programme (Ml/d) input as +ve 2068-69: 0; Gains in Water Available For Use / Savings in Demand under the selected programme (Ml/d) input as +ve 2069-70: -40; Gains in Water Available For Use / Savings in Demand under the selected programme (Ml/d) input as +ve 2070-71: 0; Gains in Water Available For Use / Savings in Demand under the selected programme (Ml/d) input as +ve 2071-72: -40; Gains in Water Available For Use / Savings in Demand under the selected programme (Ml/d) input as +ve 2072-73: -40; Gains in Water Available For Use / Savings in Demand under the selected programme (Ml/d) input as +ve 2073-74: -40; Gains in Water Available For Use / Savings in Demand under the selected programme (Ml/d) input as +ve 2074-75: -40
52cA | Bulk import (HSE): PWC Source A to Eastleigh WSR Extension (30Ml/d) | SWS_pw2moor_extension | External potable bulk supply/transfer | Distribution Options | N | Alternative Plan 4 | PWSPRT | Ml/d | 2 | Gains in Water Available For Use / Savings in Demand under the selected programme (Ml/d) input as +ve 2029-30: -15; Gains in Water Available For Use / Savings in Demand under the selected programme (Ml/d) input as +ve 2030-31: -15; Gains in Water Available For Use / Savings in Demand under the selected programme (Ml/d) input as +ve 2031-32: -15; Gains in Water Available For Use / Savings in Demand under the selected programme (Ml/d) input as +ve 2032-33: -14.2443; Gains in Water Available For Use / Savings in Demand under the selected programme (Ml/d) input as +ve 2033-34: -12.2576; Gains in Water Available For Use / Savings in Demand under the selected programme (Ml/d) input as +ve 2034-35: -6.0553; Gains in Water Available For Use / Savings in Demand under the selected programme (Ml/d) input as +ve 2035-36: -9.9074; Gains in Water Available For Use / Savings in Demand under the selected programme (Ml/d) input as +ve 2036-37: -10.8011; Gains in Water Available For Use / Savings in Demand under the selected programme (Ml/d) input as +ve 2037-38: -12.115; Gains in Water Available For Use / Savings in Demand under the selected programme (Ml/d) input as +ve 2038-39: -13.7331; Gains in Water Available For Use / Savings in Demand under the selected programme (Ml/d) input as +ve 2039-40: 0; Gains in Water Available For Use / Savings in Demand under the selected programme (Ml/d) input as +ve 2040-41: 0; Gains in Water Available For Use / Savings in Demand under the selected programme (Ml/d) input as +ve 2041-42: 0; Gains in Water Available For Use / Savings in Demand under the selected programme (Ml/d) input as +ve 2042-43: 0; Gains in Water Available For Use / Savings in Demand under the selected programme (Ml/d) input as +ve 2043-44: 0; Gains in Water Available For Use / Savings in Demand under the selected programme (Ml/d) input as +ve 2044-45: 0; Gains in Water Available For Use / Savings in Demand under the selected programme (Ml/d) input as +ve 2045-46: 0; Gains in Water Available For Use / Savings in Demand under the selected programme (Ml/d) input as +ve 2046-47: 0; Gains in Water Available For Use / Savings in Demand under the selected programme (Ml/d) input as +ve 2047-48: 0; Gains in Water Available For Use / Savings in Demand under the selected programme (Ml/d) input as +ve 2048-49: 0; Gains in Water Available For Use / Savings in Demand under the selected programme (Ml/d) input as +ve 2049-50: 0; Gains in Water Available For Use / Savings in Demand under the selected programme (Ml/d) input as +ve 2050-51: 0; Gains in Water Available For Use / Savings in Demand under the selected programme (Ml/d) input as +ve 2051-52: 0; Gains in Water Available For Use / Savings in Demand under the selected programme (Ml/d) input as +ve 2052-53: 0; Gains in Water Available For Use / Savings in Demand under the selected programme (Ml/d) input as +ve 2053-54: 0; Gains in Water Available For Use / Savings in Demand under the selected programme (Ml/d) input as +ve 2054-55: 0; Gains in Water Available For Use / Savings in Demand under the selected programme (Ml/d) input as +ve 2055-56: 0; Gains in Water Available For Use / Savings in Demand under the selected programme (Ml/d) input as +ve 2056-57: 0; Gains in Water Available For Use / Savings in Demand under the selected programme (Ml/d) input as +ve 2057-58: 0; Gains in Water Available For Use / Savings in Demand under the selected programme (Ml/d) input as +ve 2058-59: 0; Gains in Water Available For Use / Savings in Demand under the selected programme (Ml/d) input as +ve 2059-60: 0; Gains in Water Available For Use / Savings in Demand under the selected programme (Ml/d) input as +ve 2060-61: 0; Gains in Water Available For Use / Savings in Demand under the selected programme (Ml/d) input as +ve 2061-62: 0; Gains in Water Available For Use / Savings in Demand under the selected programme (Ml/d) input as +ve 2062-63: 0; Gains in Water Available For Use / Savings in Demand under the selected programme (Ml/d) input as +ve 2063-64: 0; Gains in Water Available For Use / Savings in Demand under the selected programme (Ml/d) input as +ve 2064-65: 0; Gains in Water Available For Use / Savings in Demand under the selected programme (Ml/d) input as +ve 2065-66: 0; Gains in Water Available For Use / Savings in Demand under the selected programme (Ml/d) input as +ve 2066-67: 0; Gains in Water Available For Use / Savings in Demand under the selected programme (Ml/d) input as +ve 2067-68: 0; Gains in Water Available For Use / Savings in Demand under the selected programme (Ml/d) input as +ve 2068-69: 0; Gains in Water Available For Use / Savings in Demand under the selected programme (Ml/d) input as +ve 2069-70: 0; Gains in Water Available For Use / Savings in Demand under the selected programme (Ml/d) input as +ve 2070-71: 0; Gains in Water Available For Use / Savings in Demand under the selected programme (Ml/d) input as +ve 2071-72: 0; Gains in Water Available For Use / Savings in Demand under the selected programme (Ml/d) input as +ve 2072-73: 0; Gains in Water Available For Use / Savings in Demand under the selected programme (Ml/d) input as +ve 2073-74: 0; Gains in Water Available For Use / Savings in Demand under the selected programme (Ml/d) input as +ve 2074-75: 0
52cA | Bulk import (HSE): PWC Source A to Eastleigh WSR Extension (30Ml/d) | SWS_pw2moor_extension | External potable bulk supply/transfer | Distribution Options | N | Alternative Plan 4 | SWSHSE | Ml/d | 2 | Gains in Water Available For Use / Savings in Demand under the selected programme (Ml/d) input as +ve 2029-30: 15; Gains in Water Available For Use / Savings in Demand under the selected programme (Ml/d) input as +ve 2030-31: 15; Gains in Water Available For Use / Savings in Demand under the selected programme (Ml/d) input as +ve 2031-32: 15; Gains in Water Available For Use / Savings in Demand under the selected programme (Ml/d) input as +ve 2032-33: 14.2443; Gains in Water Available For Use / Savings in Demand under the selected programme (Ml/d) input as +ve 2033-34: 12.2576; Gains in Water Available For Use / Savings in Demand under the selected programme (Ml/d) input as +ve 2034-35: 6.0553; Gains in Water Available For Use / Savings in Demand under the selected programme (Ml/d) input as +ve 2035-36: 9.9074; Gains in Water Available For Use / Savings in Demand under the selected programme (Ml/d) input as +ve 2036-37: 10.8011; Gains in Water Available For Use / Savings in Demand under the selected programme (Ml/d) input as +ve 2037-38: 12.115; Gains in Water Available For Use / Savings in Demand under the selected programme (Ml/d) input as +ve 2038-39: 13.7331; Gains in Water Available For Use / Savings in Demand under the selected programme (Ml/d) input as +ve 2039-40: 0; Gains in Water Available For Use / Savings in Demand under the selected programme (Ml/d) input as +ve 2040-41: 0; Gains in Water Available For Use / Savings in Demand under the selected programme (Ml/d) input as +ve 2041-42: 0; Gains in Water Available For Use / Savings in Demand under the selected programme (Ml/d) input as +ve 2042-43: 0; Gains in Water Available For Use / Savings in Demand under the selected programme (Ml/d) input as +ve 2043-44: 0; Gains in Water Available For Use / Savings in Demand under the selected programme (Ml/d) input as +ve 2044-45: 0; Gains in Water Available For Use / Savings in Demand under the selected programme (Ml/d) input as +ve 2045-46: 0; Gains in Water Available For Use / Savings in Demand under the selected programme (Ml/d) input as +ve 2046-47: 0; Gains in Water Available For Use / Savings in Demand under the selected programme (Ml/d) input as +ve 2047-48: 0; Gains in Water Available For Use / Savings in Demand under the selected programme (Ml/d) input as +ve 2048-49: 0; Gains in Water Available For Use / Savings in Demand under the selected programme (Ml/d) input as +ve 2049-50: 0; Gains in Water Available For Use / Savings in Demand under the selected programme (Ml/d) input as +ve 2050-51: 0; Gains in Water Available For Use / Savings in Demand under the selected programme (Ml/d) input as +ve 2051-52: 0; Gains in Water Available For Use / Savings in Demand under the selected programme (Ml/d) input as +ve 2052-53: 0; Gains in Water Available For Use / Savings in Demand under the selected programme (Ml/d) input as +ve 2053-54: 0; Gains in Water Available For Use / Savings in Demand under the selected programme (Ml/d) input as +ve 2054-55: 0; Gains in Water Available For Use / Savings in Demand under the selected programme (Ml/d) input as +ve 2055-56: 0; Gains in Water Available For Use / Savings in Demand under the selected programme (Ml/d) input as +ve 2056-57: 0; Gains in Water Available For Use / Savings in Demand under the selected programme (Ml/d) input as +ve 2057-58: 0; Gains in Water Available For Use / Savings in Demand under the selected programme (Ml/d) input as +ve 2058-59: 0; Gains in Water Available For Use / Savings in Demand under the selected programme (Ml/d) input as +ve 2059-60: 0; Gains in Water Available For Use / Savings in Demand under the selected programme (Ml/d) input as +ve 2060-61: 0; Gains in Water Available For Use / Savings in Demand under the selected programme (Ml/d) input as +ve 2061-62: 0; Gains in Water Available For Use / Savings in Demand under the selected programme (Ml/d) input as +ve 2062-63: 0; Gains in Water Available For Use / Savings in Demand under the selected programme (Ml/d) input as +ve 2063-64: 0; Gains in Water Available For Use / Savings in Demand under the selected programme (Ml/d) input as +ve 2064-65: 0; Gains in Water Available For Use / Savings in Demand under the selected programme (Ml/d) input as +ve 2065-66: 0; Gains in Water Available For Use / Savings in Demand under the selected programme (Ml/d) input as +ve 2066-67: 0; Gains in Water Available For Use / Savings in Demand under the selected programme (Ml/d) input as +ve 2067-68: 0; Gains in Water Available For Use / Savings in Demand under the selected programme (Ml/d) input as +ve 2068-69: 0; Gains in Water Available For Use / Savings in Demand under the selected programme (Ml/d) input as +ve 2069-70: 0; Gains in Water Available For Use / Savings in Demand under the selected programme (Ml/d) input as +ve 2070-71: 0; Gains in Water Available For Use / Savings in Demand under the selected programme (Ml/d) input as +ve 2071-72: 0; Gains in Water Available For Use / Savings in Demand under the selected programme (Ml/d) input as +ve 2072-73: 0; Gains in Water Available For Use / Savings in Demand under the selected programme (Ml/d) input as +ve 2073-74: 0; Gains in Water Available For Use / Savings in Demand under the selected programme (Ml/d) input as +ve 2074-75: 0
52cA | Bulk import (SNZ): PWC to Pulborough (15Ml/d) | SWS_pw2pul | External potable bulk supply/transfer | Distribution Options | N | Alternative Plan 4 | SWSSNT | Ml/d | 2 |  |  | 0 | 0 | 0 | 0 | 0 | 0 | 0 | 0 | 0 | 0 | 0 | 0 | 0 | 0 | 0 | 0 | 0 | 0 | 0 | 0 | 0 | 0 | 0 | 0 | 0 | 0 | 0 | 0 | 0 | 0 | 0 | 0 | 0 | 0 | 0 | 0 | 0 | 0 | 0 | 0 | 0 | 0 | 0 | 0 | 0 | 0 | 0 | 0 | 0 | 0 | 0 | 0 | 0 | 0
52cA | Bulk import (SNZ): PWC to Pulborough (15Ml/d) | SWS_pw2pul | External potable bulk supply/transfer | Distribution Options | N | Alternative Plan 4 | PWSPRT | Ml/d | 2 |  |  | 0 | 0 | 0 | 0 | 0 | 0 | 0 | 0 | 0 | 0 | 0 | 0 | 0 | 0 | 0 | 0 | 0 | 0 | 0 | 0 | 0 | 0 | 0 | 0 | 0 | 0 | 0 | 0 | 0 | 0 | 0 | 0 | 0 | 0 | 0 | 0 | 0 | 0 | 0 | 0 | 0 | 0 | 0 | 0 | 0 | 0 | 0 | 0 | 0 | 0 | 0 | 0 | 0 | 0
52cA | Bulk import (SNZ): PWC to Pulborough extension (15Ml/d) | SWS_pw2pul_extension | External potable bulk supply/transfer | Distribution Options | N | Alternative Plan 4 | SWSSNT | Ml/d | 2 | [7 empty] | 15 | 15 | 15 | 15 | 15 | 15 | 15 | 15 | 15 | 15 | 15 | 15 | 15 | 15 | 15 | 9.2578 | 8.155 | 6.0101 | 4.2124 | 4.9609 | 6.029 | 6.8335 | 7.4093 | 8.3276 | 7.3737 | 6.6851 | 5.9583 | 5.5577 | 4.6525 | 4.4837 | 2.9116 | 2.8511 | 1.9794 | 1.7018 | 0.90182 | 0.97879 | 0.3889 | 0.64344 | 0.89017 | 1.1402 | 1.385 | 1.6207 | 1.8555 | 2.0996 | 2.3958 | 2.6683 | 2.9395 | 3.214 | 3.4877
52cA | Bulk import (SNZ): PWC to Pulborough extension (15Ml/d) | SWS_pw2pul_extension | External potable bulk supply/transfer | Distribution Options | N | Alternative Plan 4 | PWSPRT | Ml/d | 2 | [7 empty] | -15 | -15 | -15 | -15 | -15 | -15 | -15 | -15 | -15 | -15 | -15 | -15 | -15 | -15 | -15 | -9.2578 | -8.155 | -6.0101 | -4.2124 | -4.9609 | -6.029 | -6.8335 | -7.4093 | -8.3276 | -7.3737 | -6.6851 | -5.9583 | -5.5577 | -4.6525 | -4.4837 | -2.9116 | -2.8511 | -1.9794 | -1.7018 | -0.90182 | -0.97879 | -0.3889 | -0.64344 | -0.89017 | -1.1402 | -1.385 | -1.6207 | -1.8555 | -2.0996 | -2.3958 | -2.6683 | -2.9395 | -3.214 | -3.4877
52cA | Bulk import (HSE): PWC Source A to Otterbourne WSW (21Ml/d) | SWS_pwcgm1 | External potable bulk supply/transfer | Distribution Options | N | Alternative Plan 4 | SWSHSE | Ml/d | 2 | Gains in Water Available For Use / Savings in Demand under the selected programme (Ml/d) input as +ve 2031-32: 21; Gains in Water Available For Use / Savings in Demand under the selected programme (Ml/d) input as +ve 2032-33: 21; Gains in Water Available For Use / Savings in Demand under the selected programme (Ml/d) input as +ve 2033-34: 21; Gains in Water Available For Use / Savings in Demand under the selected programme (Ml/d) input as +ve 2034-35: 21; Gains in Water Available For Use / Savings in Demand under the selected programme (Ml/d) input as +ve 2035-36: 21; Gains in Water Available For Use / Savings in Demand under the selected programme (Ml/d) input as +ve 2036-37: 21; Gains in Water Available For Use / Savings in Demand under the selected programme (Ml/d) input as +ve 2037-38: 21; Gains in Water Available For Use / Savings in Demand under the selected programme (Ml/d) input as +ve 2038-39: 21; Gains in Water Available For Use / Savings in Demand under the selected programme (Ml/d) input as +ve 2039-40: 21; Gains in Water Available For Use / Savings in Demand under the selected programme (Ml/d) input as +ve 2040-41: 21; Gains in Water Available For Use / Savings in Demand under the selected programme (Ml/d) input as +ve 2041-42: 21; Gains in Water Available For Use / Savings in Demand under the selected programme (Ml/d) input as +ve 2042-43: 21; Gains in Water Available For Use / Savings in Demand under the selected programme (Ml/d) input as +ve 2043-44: 21; Gains in Water Available For Use / Savings in Demand under the selected programme (Ml/d) input as +ve 2044-45: 21; Gains in Water Available For Use / Savings in Demand under the selected programme (Ml/d) input as +ve 2045-46: 21; Gains in Water Available For Use / Savings in Demand under the selected programme (Ml/d) input as +ve 2046-47: 21; Gains in Water Available For Use / Savings in Demand under the selected programme (Ml/d) input as +ve 2047-48: 21; Gains in Water Available For Use / Savings in Demand under the selected programme (Ml/d) input as +ve 2048-49: 21; Gains in Water Available For Use / Savings in Demand under the selected programme (Ml/d) input as +ve 2049-50: 21; Gains in Water Available For Use / Savings in Demand under the selected programme (Ml/d) input as +ve 2050-51: 21; Gains in Water Available For Use / Savings in Demand under the selected programme (Ml/d) input as +ve 2051-52: 21; Gains in Water Available For Use / Savings in Demand under the selected programme (Ml/d) input as +ve 2052-53: 21; Gains in Water Available For Use / Savings in Demand under the selected programme (Ml/d) input as +ve 2053-54: 21; Gains in Water Available For Use / Savings in Demand under the selected programme (Ml/d) input as +ve 2054-55: 21; Gains in Water Available For Use / Savings in Demand under the selected programme (Ml/d) input as +ve 2055-56: 21; Gains in Water Available For Use / Savings in Demand under the selected programme (Ml/d) input as +ve 2056-57: 21; Gains in Water Available For Use / Savings in Demand under the selected programme (Ml/d) input as +ve 2057-58: 21; Gains in Water Available For Use / Savings in Demand under the selected programme (Ml/d) input as +ve 2058-59: 21; Gains in Water Available For Use / Savings in Demand under the selected programme (Ml/d) input as +ve 2059-60: 21; Gains in Water Available For Use / Savings in Demand under the selected programme (Ml/d) input as +ve 2060-61: 21; Gains in Water Available For Use / Savings in Demand under the selected programme (Ml/d) input as +ve 2061-62: 21; Gains in Water Available For Use / Savings in Demand under the selected programme (Ml/d) input as +ve 2062-63: 21; Gains in Water Available For Use / Savings in Demand under the selected programme (Ml/d) input as +ve 2063-64: 21; Gains in Water Available For Use / Savings in Demand under the selected programme (Ml/d) input as +ve 2064-65: 21; Gains in Water Available For Use / Savings in Demand under the selected programme (Ml/d) input as +ve 2065-66: 21; Gains in Water Available For Use / Savings in Demand under the selected programme (Ml/d) input as +ve 2066-67: 21; Gains in Water Available For Use / Savings in Demand under the selected programme (Ml/d) input as +ve 2067-68: 21; Gains in Water Available For Use / Savings in Demand under the selected programme (Ml/d) input as +ve 2068-69: 21; Gains in Water Available For Use / Savings in Demand under the selected programme (Ml/d) input as +ve 2069-70: 21; Gains in Water Available For Use / Savings in Demand under the selected programme (Ml/d) input as +ve 2070-71: 21; Gains in Water Available For Use / Savings in Demand under the selected programme (Ml/d) input as +ve 2071-72: 21; Gains in Water Available For Use / Savings in Demand under the selected programme (Ml/d) input as +ve 2072-73: 21; Gains in Water Available For Use / Savings in Demand under the selected programme (Ml/d) input as +ve 2073-74: 21; Gains in Water Available For Use / Savings in Demand under the selected programme (Ml/d) input as +ve 2074-75: 21
52cA | Bulk import (HSE): PWC Source A to Otterbourne WSW (21Ml/d) | SWS_pwcgm1 | External potable bulk supply/transfer | Distribution Options | N | Alternative Plan 4 | PWSPRT | Ml/d | 2 | Gains in Water Available For Use / Savings in Demand under the selected programme (Ml/d) input as +ve 2031-32: -21; Gains in Water Available For Use / Savings in Demand under the selected programme (Ml/d) input as +ve 2032-33: -21; Gains in Water Available For Use / Savings in Demand under the selected programme (Ml/d) input as +ve 2033-34: -21; Gains in Water Available For Use / Savings in Demand under the selected programme (Ml/d) input as +ve 2034-35: -21; Gains in Water Available For Use / Savings in Demand under the selected programme (Ml/d) input as +ve 2035-36: -21; Gains in Water Available For Use / Savings in Demand under the selected programme (Ml/d) input as +ve 2036-37: -21; Gains in Water Available For Use / Savings in Demand under the selected programme (Ml/d) input as +ve 2037-38: -21; Gains in Water Available For Use / Savings in Demand under the selected programme (Ml/d) input as +ve 2038-39: -21; Gains in Water Available For Use / Savings in Demand under the selected programme (Ml/d) input as +ve 2039-40: -21; Gains in Water Available For Use / Savings in Demand under the selected programme (Ml/d) input as +ve 2040-41: -21; Gains in Water Available For Use / Savings in Demand under the selected programme (Ml/d) input as +ve 2041-42: -21; Gains in Water Available For Use / Savings in Demand under the selected programme (Ml/d) input as +ve 2042-43: -21; Gains in Water Available For Use / Savings in Demand under the selected programme (Ml/d) input as +ve 2043-44: -21; Gains in Water Available For Use / Savings in Demand under the selected programme (Ml/d) input as +ve 2044-45: -21; Gains in Water Available For Use / Savings in Demand under the selected programme (Ml/d) input as +ve 2045-46: -21; Gains in Water Available For Use / Savings in Demand under the selected programme (Ml/d) input as +ve 2046-47: -21; Gains in Water Available For Use / Savings in Demand under the selected programme (Ml/d) input as +ve 2047-48: -21; Gains in Water Available For Use / Savings in Demand under the selected programme (Ml/d) input as +ve 2048-49: -21; Gains in Water Available For Use / Savings in Demand under the selected programme (Ml/d) input as +ve 2049-50: -21; Gains in Water Available For Use / Savings in Demand under the selected programme (Ml/d) input as +ve 2050-51: -21; Gains in Water Available For Use / Savings in Demand under the selected programme (Ml/d) input as +ve 2051-52: -21; Gains in Water Available For Use / Savings in Demand under the selected programme (Ml/d) input as +ve 2052-53: -21; Gains in Water Available For Use / Savings in Demand under the selected programme (Ml/d) input as +ve 2053-54: -21; Gains in Water Available For Use / Savings in Demand under the selected programme (Ml/d) input as +ve 2054-55: -21; Gains in Water Available For Use / Savings in Demand under the selected programme (Ml/d) input as +ve 2055-56: -21; Gains in Water Available For Use / Savings in Demand under the selected programme (Ml/d) input as +ve 2056-57: -21; Gains in Water Available For Use / Savings in Demand under the selected programme (Ml/d) input as +ve 2057-58: -21; Gains in Water Available For Use / Savings in Demand under the selected programme (Ml/d) input as +ve 2058-59: -21; Gains in Water Available For Use / Savings in Demand under the selected programme (Ml/d) input as +ve 2059-60: -21; Gains in Water Available For Use / Savings in Demand under the selected programme (Ml/d) input as +ve 2060-61: -21; Gains in Water Available For Use / Savings in Demand under the selected programme (Ml/d) input as +ve 2061-62: -21; Gains in Water Available For Use / Savings in Demand under the selected programme (Ml/d) input as +ve 2062-63: -21; Gains in Water Available For Use / Savings in Demand under the selected programme (Ml/d) input as +ve 2063-64: -21; Gains in Water Available For Use / Savings in Demand under the selected programme (Ml/d) input as +ve 2064-65: -21; Gains in Water Available For Use / Savings in Demand under the selected programme (Ml/d) input as +ve 2065-66: -21; Gains in Water Available For Use / Savings in Demand under the selected programme (Ml/d) input as +ve 2066-67: -21; Gains in Water Available For Use / Savings in Demand under the selected programme (Ml/d) input as +ve 2067-68: -21; Gains in Water Available For Use / Savings in Demand under the selected programme (Ml/d) input as +ve 2068-69: -21; Gains in Water Available For Use / Savings in Demand under the selected programme (Ml/d) input as +ve 2069-70: -21; Gains in Water Available For Use / Savings in Demand under the selected programme (Ml/d) input as +ve 2070-71: -21; Gains in Water Available For Use / Savings in Demand under the selected programme (Ml/d) input as +ve 2071-72: -21; Gains in Water Available For Use / Savings in Demand under the selected programme (Ml/d) input as +ve 2072-73: -21; Gains in Water Available For Use / Savings in Demand under the selected programme (Ml/d) input as +ve 2073-74: -21; Gains in Water Available For Use / Savings in Demand under the selected programme (Ml/d) input as +ve 2074-75: -21
52dA | Resilience change from 1 in 500 to 1 in 200 for PWSPRT | PRT_PRT_200_los resilience | Change in levels of service | Customer Options | N | Alternative Plan 5 | PWSPRT | Ml/d | 2 | Gains in Water Available For Use / Savings in Demand under the selected programme (Ml/d) input as +ve 2021-22: 8.731; Gains in Water Available For Use / Savings in Demand under the selected programme (Ml/d) input as +ve 2022-23: 8.7139; Gains in Water Available For Use / Savings in Demand under the selected programme (Ml/d) input as +ve 2023-24: 8.6968; Gains in Water Available For Use / Savings in Demand under the selected programme (Ml/d) input as +ve 2024-25: 8.6796; Gains in Water Available For Use / Savings in Demand under the selected programme (Ml/d) input as +ve 2025-26: 8.6625; Gains in Water Available For Use / Savings in Demand under the selected programme (Ml/d) input as +ve 2026-27: 8.6454; Gains in Water Available For Use / Savings in Demand under the selected programme (Ml/d) input as +ve 2027-28: 8.6282; Gains in Water Available For Use / Savings in Demand under the selected programme (Ml/d) input as +ve 2028-29: 8.6111; Gains in Water Available For Use / Savings in Demand under the selected programme (Ml/d) input as +ve 2029-30: 8.594; Gains in Water Available For Use / Savings in Demand under the selected programme (Ml/d) input as +ve 2030-31: 8.5769; Gains in Water Available For Use / Savings in Demand under the selected programme (Ml/d) input as +ve 2031-32: 8.5597; Gains in Water Available For Use / Savings in Demand under the selected programme (Ml/d) input as +ve 2032-33: 8.5426; Gains in Water Available For Use / Savings in Demand under the selected programme (Ml/d) input as +ve 2033-34: 8.5255; Gains in Water Available For Use / Savings in Demand under the selected programme (Ml/d) input as +ve 2034-35: 8.5084; Gains in Water Available For Use / Savings in Demand under the selected programme (Ml/d) input as +ve 2035-36: 8.4913; Gains in Water Available For Use / Savings in Demand under the selected programme (Ml/d) input as +ve 2036-37: 8.4741; Gains in Water Available For Use / Savings in Demand under the selected programme (Ml/d) input as +ve 2037-38: 8.457; Gains in Water Available For Use / Savings in Demand under the selected programme (Ml/d) input as +ve 2038-39: 8.4399
52dA | AMI / Smart metering - Infrastructure - Company - High+ | PRT_PRT_EF-CRE_ALL_ALL_ami_infra high+ | Other water efficiency | Customer Options | N | Alternative Plan 5 | PWSPRT | Ml/d | 2 | [6 empty] | 0 | 0 | 0 | 0 | 0 | 0 | 0 | 0 | 0 | 0 | 0 | 0 | 0 | 0 | 0 | 0 | 0 | 0 | 0 | 0 | 0 | 0 | 0 | 0 | 0 | 0 | 0 | 0 | 0 | 0 | 0 | 0 | 0 | 0 | 0 | 0 | 0 | 0 | 0 | 0 | 0 | 0 | 0 | 0 | 0 | 0 | 0 | 0 | 0 | 0
52dA | AMI / Smart metering - Household - Company - High+ | PRT_PRT_EF-CRE_ALL_ALL_ami_smrt_m_hh high+ | Metering other selective | Customer Options | N | Alternative Plan 5 | PWSPRT | Ml/d | 2 | [6 empty] | 0 | 0.0223 | 0.1907 | 0.4771 | 0.8777 | 1.3454 | 1.7949 | 2.2715 | 3.2607 | 3.4032 | 3.4032 | 3.4032 | 3.4032 | 3.4032 | 3.4032 | 3.4032 | 3.4032 | 3.4032 | 3.4032 | 3.4032 | 3.4032 | 3.4032 | 3.4032 | 3.4032 | 3.4032 | 3.4032 | 3.4032 | 3.4032 | 3.4032 | 3.4032 | 3.4032 | 3.4032 | 3.4032 | 3.4032 | 3.4032 | 3.4032 | 3.4032 | 3.4032 | 3.4032 | 3.4032 | 3.4032 | 3.4032 | 3.4032 | 3.4032 | 3.4032 | 3.4032 | 3.4032 | 3.4032 | 3.4032 | 3.4032
52dA | AMI / Smart metering - Non-Household - Company - High+ | PRT_PRT_EF-CRE_ALL_ALL_ami_smrt_m_nhh high+ | Metering other selective | Customer Options | N | Alternative Plan 5 | PWSPRT | Ml/d | 2 | [6 empty] | 0.374 | 1.4961 | 2.5086 | 2.9729 | 3.424 | 3.4936 | 3.5632 | 3.6327 | 3.6771 | 3.6771 | 3.6771 | 3.6771 | 3.6771 | 3.6771 | 3.6771 | 3.6771 | 3.6771 | 3.6771 | 3.6771 | 3.6771 | 3.6771 | 3.6771 | 3.6771 | 3.6771 | 3.6771 | 3.6771 | 3.6771 | 3.6771 | 3.6771 | 3.6771 | 3.6771 | 3.6771 | 3.6771 | 3.6771 | 3.6771 | 3.6771 | 3.6771 | 3.6771 | 3.6771 | 3.6771 | 3.6771 | 3.6771 | 3.6771 | 3.6771 | 3.6771 | 3.6771 | 3.6771 | 3.6771 | 3.6771 | 3.6771
52dA | Compulsory metering – Household - Company - High+ | PRT_PRT_EF-CRE_ALL_ALL_comp metering high+ | Metering compulsory | Customer Options | N | Alternative Plan 5 | PWSPRT | Ml/d | 2 | [6 empty] | 0 | 0.1041 | 0.8888 | 2.2231 | 4.0895 | 6.2682 | 8.3622 | 9.9894 | 9.9894 | 9.9894 | 9.9894 | 9.9894 | 9.9894 | 9.9894 | 9.9894 | 9.9894 | 9.9894 | 9.9894 | 9.9894 | 9.9894 | 9.9894 | 9.9894 | 9.9894 | 9.9894 | 9.9894 | 9.9894 | 9.9894 | 9.9894 | 9.9894 | 9.9894 | 9.9894 | 9.9894 | 9.9894 | 9.9894 | 9.9894 | 9.9894 | 9.9894 | 9.9894 | 9.9894 | 9.9894 | 9.9894 | 9.9894 | 9.9894 | 9.9894 | 9.9894 | 9.9894 | 9.9894 | 9.9894 | 9.9894 | 9.9894
52dA | Pressure control device - Company - High+ | PRT_PRT_EF-CRE_ALL_ALL_hh_pressure high+ | Retrofitting indoor water efficiency devices | Customer Options | N | Alternative Plan 5 | PWSPRT | Ml/d | 2 | [6 empty] | 0.0015 | 0.0031 | 0.0047 | 0.0063 | 0.008 | 0.0271 | 0.0463 | 0.0655 | 0.0847 | 0.104 | 0.152 | 0.152 | 0.152 | 0.152 | 0.152 | 0.344 | 0.344 | 0.344 | 0.344 | 0.344 | 0.344 | 0.344 | 0.344 | 0.344 | 0.344 | 0.344 | 0.344 | 0.344 | 0.344 | 0.344 | 0.344 | 0.344 | 0.344 | 0.344 | 0.344 | 0.344 | 0.344 | 0.344 | 0.344 | 0.344 | 0.344 | 0.344 | 0.344 | 0.344 | 0.344 | 0.344 | 0.344 | 0.344 | 0.344 | 0.344
52dA | Optant metering - Company - High+ | PRT_PRT_EF-CRE_ALL_ALL_optant_meter high+ | Metering optants | Customer Options | N | Alternative Plan 5 | PWSPRT | Ml/d | 2 | [6 empty] | 0.0313 | 0.0563 | 0.0763 | 0.0923 | 0.1051 | 0.1153 | 0.1235 | 0.1235 | 0.1235 | 0.1235 | 0.1235 | 0.1235 | 0.1235 | 0.1235 | 0.1235 | 0.1235 | 0.1235 | 0.1235 | 0.1235 | 0.1235 | 0.1235 | 0.1235 | 0.1235 | 0.1235 | 0.1235 | 0.1235 | 0.1235 | 0.1235 | 0.1235 | 0.1235 | 0.1235 | 0.1235 | 0.1235 | 0.1235 | 0.1235 | 0.1235 | 0.1235 | 0.1235 | 0.1235 | 0.1235 | 0.1235 | 0.1235 | 0.1235 | 0.1235 | 0.1235 | 0.1235 | 0.1235 | 0.1235 | 0.1235 | 0.1235
52dA | Government-led Demand Reduction - Profile C+ (Portsmouth Water) | PRT_PRT_EF-LKR_ALL_ALL_dmp prt gov c+2 | Other water efficiency | Customer Options | N | Alternative Plan 5 | PWSPRT | Ml/d | 2 | [6 empty] | 0.30422 | 0.61533 | 0.9344 | 1.2609 | 1.5953 | 2.2574 | 2.9331 | 3.6194 | 4.3096 | 5.0075 | 6.383 | 7.7704 | 9.1682 | 10.5738 | 11.9868 | 13.077 | 14.1761 | 15.2876 | 16.412 | 17.5507 | 18.3477 | 19.148 | 19.955 | 20.7738 | 21.6026 | 21.7145 | 21.7615 | 21.8057 | 21.8481 | 21.8881 | 21.9268 | 21.9627 | 21.9989 | 22.0359 | 22.0733 | 22.11 | 22.1468 | 22.184 | 22.2215 | 22.2572 | 22.2923 | 22.3273 | 22.364 | 22.4011 | 22.4386 | 22.4763 | 22.5137 | 22.5521 | 22.5905 | 22.6294
52cA | Leakage reduction - Active Leakage Control - Company - High+ | PRT_PRT_EF-LKR_ALL_ALL_leakage_alc high+ | Active leakage management | Distribution Options | N | Alternative Plan 5 | PWSPRT | Ml/d | 2 | [6 empty] | 1.9954 | 1.5687 | 1.662 | 2.2518 | 2.3699 | 2.4414 | 2.3459 | 2.2542 | 2.066 | 2.214 | 2.5126 | 2.8613 | 3.21 | 3.5587 | 3.8674 | 3.9274 | 3.9974 | 4.0674 | 4.1274 | 4.1974 | 4.2674 | 4.3374 | 4.3974 | 4.4574 | 4.5274 | 4.5974 | 4.6574 | 4.7174 | 4.7874 | 4.8474 | 4.9074 | 4.9674 | 5.0474 | 5.1174 | 5.1874 | 5.2674 | 5.3374 | 5.4074 | 5.4874 | 5.5574 | 5.6274 | 5.6974 | 5.7674 | 5.8374 | 5.9074 | 5.9774 | 6.0474 | 6.1174 | 6.1874 | 6.2574
52cA | Leakage reduction - Customer engagement / education / incentives - Non-Household - Company - High+ | PRT_PRT_EF-LKR_ALL_ALL_leakage_custen high+ | Other leakage control | Distribution Options | N | Alternative Plan 5 | PWSPRT | Ml/d | 2 | [6 empty] | 0 | 0 | 0 | 0 | 0 | 0.0126 | 0.0252 | 0.0378 | 0.0504 | 0.063 | 0.0756 | 0.0882 | 0.1008 | 0.1134 | 0.126 | 0.1386 | 0.1512 | 0.1638 | 0.1764 | 0.189 | 0.2016 | 0.2142 | 0.2268 | 0.2394 | 0.252 | 0.2646 | 0.2772 | 0.2898 | 0.3 | 0.3 | 0.3 | 0.3 | 0.3 | 0.3 | 0.3 | 0.3 | 0.3 | 0.3 | 0.3 | 0.3 | 0.3 | 0.3 | 0.3 | 0.3 | 0.3 | 0.3 | 0.3 | 0.3 | 0.3 | 0.3
52dA | Household audit - Company - High+ | PRT_PRT_EF-WEF_ALL_ALL_audit_hh high+ | Household water audit | Customer Options | N | Alternative Plan 5 | PWSPRT | Ml/d | 2 | [6 empty] | 0.085 | 0.17 | 0.255 | 0.3314 | 0.3994 | 0.459 | 0.51 | 0.5524 | 0.5864 | 0.5881 | 0.5898 | 0.5915 | 0.5932 | 0.595 | 0.5966 | 0.5983 | 0.6 | 0.6017 | 0.6034 | 0.6051 | 0.6068 | 0.6085 | 0.6102 | 0.612 | 0.6136 | 0.6153 | 0.617 | 0.6187 | 0.6204 | 0.6221 | 0.6238 | 0.6255 | 0.6272 | 0.629 | 0.6306 | 0.6323 | 0.634 | 0.6357 | 0.6374 | 0.6391 | 0.6408 | 0.6425 | 0.6442 | 0.646 | 0.6476 | 0.6493 | 0.651 | 0.6527 | 0.6544 | 0.6561
52dA | Non-household audit - Company - High+ | PRT_PRT_EF-WEF_ALL_ALL_audit_nhh high+ | Non-household water audit | Customer Options | N | Alternative Plan 5 | PWSPRT | Ml/d | 2 | [6 empty] | 0.0027 | 0.0054 | 0.0082 | 0.0109 | 0.0137 | 0.0164 | 0.0191 | 0.0219 | 0.0246 | 0.0274 | 0.0301 | 0.0301 | 0.0301 | 0.0301 | 0.0301 | 0.0301 | 0.0301 | 0.0301 | 0.0301 | 0.0301 | 0.0301 | 0.0301 | 0.0301 | 0.0301 | 0.0301 | 0.0301 | 0.0301 | 0.0301 | 0.0301 | 0.0301 | 0.0301 | 0.0301 | 0.0301 | 0.0301 | 0.0301 | 0.0301 | 0.0301 | 0.0301 | 0.0301 | 0.0301 | 0.0301 | 0.0301 | 0.0301 | 0.0301 | 0.0301 | 0.0301 | 0.0301 | 0.0301 | 0.0301 | 0.0301
52dA | Awareness campaign: community - Company - High+ | PRT_PRT_EF-WEF_ALL_ALL_awareness high+ | Retrofitting indoor water efficiency devices | Customer Options | N | Alternative Plan 5 | PWSPRT | Ml/d | 2 | [6 empty] | 0.2887 | 0.5775 | 0.8663 | 1.1551 | 1.444 | 1.7327 | 2.0215 | 2.3103 | 2.5991 | 2.888 | 2.902 | 2.916 | 2.903 | 2.945 | 2.959 | 2.974 | 2.988 | 3.003 | 3.017 | 3.031 | 3.046 | 3.06 | 3.0751 | 3.0896 | 3.104 | 3.1185 | 3.133 | 3.1473 | 3.1617 | 3.1762 | 3.1906 | 3.2051 | 3.2195 | 3.234 | 3.2484 | 3.2628 | 3.2773 | 3.2197 | 3.3061 | 3.3206 | 3.335 | 3.3495 | 3.364 | 3.3783 | 3.3928 | 3.4072 | 3.4217 | 3.4361 | 3.4505 | 3.465
52dA | Multi- channel proactive coms - Company - High+ | PRT_PRT_EF-WEF_ALL_ALL_comms high+ | Retrofitting indoor water efficiency devices | Customer Options | N | Alternative Plan 5 | PWSPRT | Ml/d | 2 | [6 empty] | 0.0604 | 0.1208 | 0.1813 | 0.2418 | 0.3023 | 0.3627 | 0.4233 | 0.4837 | 0.5442 | 0.6047 | 0.6652 | 0.7256 | 0.7256 | 0.7256 | 0.7256 | 0.7256 | 0.7256 | 0.7256 | 0.7256 | 0.7256 | 0.7256 | 0.7256 | 0.7256 | 0.7256 | 0.7256 | 0.7256 | 0.7256 | 0.7256 | 0.7256 | 0.7256 | 0.7256 | 0.7256 | 0.7256 | 0.7256 | 0.7256 | 0.7256 | 0.7256 | 0.7256 | 0.7256 | 0.7256 | 0.7256 | 0.7256 | 0.7256 | 0.7256 | 0.7256 | 0.7256 | 0.7256 | 0.7256 | 0.7256 | 0.7256
52dA | Education programme - Company - High+ | PRT_PRT_EF-WEF_ALL_ALL_education high+ | Household water audit | Customer Options | N | Alternative Plan 5 | PWSPRT | Ml/d | 2 | [6 empty] | 0.0113 | 0.0226 | 0.034 | 0.0453 | 0.0566 | 0.068 | 0.0793 | 0.0906 | 0.102 | 0.1133 | 0.1246 | 0.136 | 0.1473 | 0.1577 | 0.17 | 0.1813 | 0.1927 | 0.2041 | 0.2145 | 0.2267 | 0.2381 | 0.2494 | 0.2607 | 0.2721 | 0.2834 | 0.2834 | 0.2834 | 0.2834 | 0.2834 | 0.2834 | 0.2834 | 0.2834 | 0.2834 | 0.2834 | 0.2834 | 0.2834 | 0.2834 | 0.2834 | 0.2834 | 0.2834 | 0.2834 | 0.2834 | 0.2834 | 0.2834 | 0.2834 | 0.2834 | 0.2834 | 0.2834 | 0.2834 | 0.2834
52dA | Retrofit Gadgets - Company - High+ | PRT_PRT_EF-WEF_ALL_ALL_gadgets high+ | Retrofitting indoor water efficiency devices | Customer Options | N | Alternative Plan 5 | PWSPRT | Ml/d | 2 | [6 empty] | 0.0025 | 0.0052 | 0.0078 | 0.0105 | 0.0131 | 0.0157 | 0.0184 | 0.0211 | 0.0236 | 0.0263 | 0.029 | 0.0316 | 0.0342 | 0.0368 | 0.0395 | 0.0422 | 0.0447 | 0.0474 | 0.0501 | 0.0527 | 0.0553 | 0.058 | 0.0606 | 0.0633 | 0.066 | 0.0527 | 0.0553 | 0.058 | 0.0606 | 0.0633 | 0.066 | 0.0685 | 0.0712 | 0.0738 | 0.0765 | 0.0791 | 0.0817 | 0.0844 | 0.0871 | 0.0896 | 0.0923 | 0.095 | 0.0976 | 0.1002 | 0.1028 | 0.1055 | 0.1082 | 0.1107 | 0.1134 | 0.1161
52dA | Introduce innovative tariffs - Company - High+ | PRT_PRT_EF-WEF_ALL_ALL_innovative tariffs high+ | Retrofitting indoor water efficiency devices | Customer Options | N | Alternative Plan 5 | PWSPRT | Ml/d | 2 | [6 empty] | 0 | 0 | 0 | 0 | 0 | 0 | 0 | 0 | 0 | 0 | 2.0133 | 2.0313 | 2.0485 | 2.0645 | 2.0794 | 2.0943 | 2.1091 | 2.1238 | 2.1385 | 2.153 | 2.1675 | 2.1819 | 2.1962 | 2.2104 | 2.2245 | 2.2386 | 2.2455 | 2.2519 | 2.2581 | 2.2641 | 2.2703 | 2.2764 | 2.2825 | 2.2884 | 2.2942 | 2.3001 | 2.3063 | 2.3125 | 2.319 | 2.3256 | 2.3325 | 2.3397 | 2.3468 | 2.3538 | 2.3609 | 2.3677 | 2.3746 | 2.3814 | 2.3882 | 2.3949
52dA | Leak Alarm - Company - High+ | PRT_PRT_EF-WEF_ALL_ALL_leak_alarm high+ | Retrofitting indoor water efficiency devices | Customer Options | N | Alternative Plan 5 | PWSPRT | Ml/d | 2 | [6 empty] | 0.015 | 0.03 | 0.045 | 0.06 | 0.075 | 0.075 | 0.075 | 0.075 | 0.075 | 0.075 | 0.075 | 0.075 | 0.075 | 0.075 | 0.075 | 0.075 | 0.075 | 0.075 | 0.075 | 0.075 | 0.075 | 0.075 | 0.075 | 0.075 | 0.075 | 0.075 | 0.075 | 0.075 | 0.075 | 0.075 | 0.075 | 0.075 | 0.075 | 0.075 | 0.075 | 0.075 | 0.075 | 0.075 | 0.075 | 0.075 | 0.075 | 0.075 | 0.075 | 0.075 | 0.075 | 0.075 | 0.075 | 0.075 | 0.075 | 0.075
52dA | Metering CSL - Company - High+ | PRT_PRT_EF-WEF_ALL_ALL_meter csl high+ | Supply pipe repairs / replacement | Customer Options | N | Alternative Plan 5 | PWSPRT | Ml/d | 2 | [6 empty] | 0 | 0.0875 | 0.7475 | 1.8696 | 3.4393 | 5.2717 | 7.0328 | 8.571 | 9.8887 | 10.0786 | 10.0786 | 10.0786 | 10.0786 | 10.0786 | 10.0786 | 10.0786 | 10.0786 | 10.0786 | 10.0786 | 10.0786 | 10.0786 | 10.0786 | 10.0786 | 10.0786 | 10.0786 | 10.0786 | 10.0786 | 10.0786 | 10.0786 | 10.0786 | 10.0786 | 10.0786 | 10.0786 | 10.0786 | 10.0786 | 10.0786 | 10.0786 | 10.0786 | 10.0786 | 10.0786 | 10.0786 | 10.0786 | 10.0786 | 10.0786 | 10.0786 | 10.0786 | 10.0786 | 10.0786 | 10.0786 | 10.0786
52dA | Community Reward (Waterfit platform) - Company - High+ | PRT_PRT_EF-WEF_ALL_ALL_reduce_consump high+ | Retrofitting indoor water efficiency devices | Customer Options | N | Alternative Plan 5 | PWSPRT | Ml/d | 2 | [6 empty] | 0.044 | 0.088 | 0.132 | 0.176 | 0.22 | 0.264 | 0.308 | 0.352 | 0.396 | 0.44 | 0.484 | 0.528 | 0.572 | 0.616 | 0.66 | 0.704 | 0.748 | 0.792 | 0.836 | 0.88 | 0.924 | 0.968 | 1.012 | 1.056 | 1.1 | 1.1 | 1.1 | 1.1 | 1.1 | 1.1 | 1.1 | 1.1 | 1.1 | 1.1 | 1.1 | 1.1 | 1.1 | 1.1 | 1.1 | 1.1 | 1.1 | 1.1 | 1.1 | 1.1 | 1.1 | 1.1 | 1.1 | 1.1 | 1.1 | 1.1
52dA | Vulnerability - Company - High+ | PRT_PRT_EF-WEF_ALL_ALL_vulnerability high+ | Retrofitting indoor water efficiency devices | Customer Options | N | Alternative Plan 5 | PWSPRT | Ml/d | 2 | [6 empty] | 0.0001 | 0.0003 | 0.0004 | 0.0006 | 0.0008 | 0.001 | 0.0012 | 0.0013 | 0.0015 | 0.0017 | 0.0018 | 0.0021 | 0.0023 | 0.0024 | 0.0026 | 0.0027 | 0.003 | 0.0032 | 0.0033 | 0.0035 | 0.0037 | 0.0038 | 0.0041 | 0.0042 | 0.0044 | 0.0044 | 0.0044 | 0.0044 | 0.0044 | 0.0044 | 0.0044 | 0.0044 | 0.0044 | 0.0044 | 0.0044 | 0.0044 | 0.0044 | 0.0044 | 0.0044 | 0.0044 | 0.0044 | 0.0044 | 0.0044 | 0.0044 | 0.0044 | 0.0044 | 0.0044 | 0.0044 | 0.0044 | 0.0044
52cA | Upgrade Source O Booster to 25Mld | PRT_PRT_HI-ROC_ALL_ALL_Source O booster | Trunk mains renewal/new | Distribution Options | N | Alternative Plan 5 | PWSPRT | Ml/d | 2 | Gains in Water Available For Use / Savings in Demand under the selected programme (Ml/d) input as +ve 2033-34: 4.1; Gains in Water Available For Use / Savings in Demand under the selected programme (Ml/d) input as +ve 2034-35: 4.1; Gains in Water Available For Use / Savings in Demand under the selected programme (Ml/d) input as +ve 2035-36: 4.1; Gains in Water Available For Use / Savings in Demand under the selected programme (Ml/d) input as +ve 2036-37: 4.1; Gains in Water Available For Use / Savings in Demand under the selected programme (Ml/d) input as +ve 2037-38: 4.1; Gains in Water Available For Use / Savings in Demand under the selected programme (Ml/d) input as +ve 2038-39: 4.1; Gains in Water Available For Use / Savings in Demand under the selected programme (Ml/d) input as +ve 2039-40: 4.1; Gains in Water Available For Use / Savings in Demand under the selected programme (Ml/d) input as +ve 2040-41: 4.1; Gains in Water Available For Use / Savings in Demand under the selected programme (Ml/d) input as +ve 2041-42: 4.1; Gains in Water Available For Use / Savings in Demand under the selected programme (Ml/d) input as +ve 2042-43: 4.1; Gains in Water Available For Use / Savings in Demand under the selected programme (Ml/d) input as +ve 2043-44: 4.1; Gains in Water Available For Use / Savings in Demand under the selected programme (Ml/d) input as +ve 2044-45: 4.1; Gains in Water Available For Use / Savings in Demand under the selected programme (Ml/d) input as +ve 2045-46: 4.1; Gains in Water Available For Use / Savings in Demand under the selected programme (Ml/d) input as +ve 2046-47: 4.1; Gains in Water Available For Use / Savings in Demand under the selected programme (Ml/d) input as +ve 2047-48: 4.1; Gains in Water Available For Use / Savings in Demand under the selected programme (Ml/d) input as +ve 2048-49: 4.1; Gains in Water Available For Use / Savings in Demand under the selected programme (Ml/d) input as +ve 2049-50: 4.1; Gains in Water Available For Use / Savings in Demand under the selected programme (Ml/d) input as +ve 2050-51: 4.1; Gains in Water Available For Use / Savings in Demand under the selected programme (Ml/d) input as +ve 2051-52: 4.1; Gains in Water Available For Use / Savings in Demand under the selected programme (Ml/d) input as +ve 2052-53: 4.1; Gains in Water Available For Use / Savings in Demand under the selected programme (Ml/d) input as +ve 2053-54: 4.1; Gains in Water Available For Use / Savings in Demand under the selected programme (Ml/d) input as +ve 2054-55: 4.1; Gains in Water Available For Use / Savings in Demand under the selected programme (Ml/d) input as +ve 2055-56: 4.1; Gains in Water Available For Use / Savings in Demand under the selected programme (Ml/d) input as +ve 2056-57: 4.1; Gains in Water Available For Use / Savings in Demand under the selected programme (Ml/d) input as +ve 2057-58: 4.1; Gains in Water Available For Use / Savings in Demand under the selected programme (Ml/d) input as +ve 2058-59: 4.1; Gains in Water Available For Use / Savings in Demand under the selected programme (Ml/d) input as +ve 2059-60: 4.1; Gains in Water Available For Use / Savings in Demand under the selected programme (Ml/d) input as +ve 2060-61: 4.1; Gains in Water Available For Use / Savings in Demand under the selected programme (Ml/d) input as +ve 2061-62: 4.1; Gains in Water Available For Use / Savings in Demand under the selected programme (Ml/d) input as +ve 2062-63: 4.1; Gains in Water Available For Use / Savings in Demand under the selected programme (Ml/d) input as +ve 2063-64: 4.1; Gains in Water Available For Use / Savings in Demand under the selected programme (Ml/d) input as +ve 2064-65: 4.1; Gains in Water Available For Use / Savings in Demand under the selected programme (Ml/d) input as +ve 2065-66: 4.1; Gains in Water Available For Use / Savings in Demand under the selected programme (Ml/d) input as +ve 2066-67: 4.1; Gains in Water Available For Use / Savings in Demand under the selected programme (Ml/d) input as +ve 2067-68: 4.1; Gains in Water Available For Use / Savings in Demand under the selected programme (Ml/d) input as +ve 2068-69: 4.1; Gains in Water Available For Use / Savings in Demand under the selected programme (Ml/d) input as +ve 2069-70: 4.1; Gains in Water Available For Use / Savings in Demand under the selected programme (Ml/d) input as +ve 2070-71: 4.1; Gains in Water Available For Use / Savings in Demand under the selected programme (Ml/d) input as +ve 2071-72: 4.1; Gains in Water Available For Use / Savings in Demand under the selected programme (Ml/d) input as +ve 2072-73: 4.1; Gains in Water Available For Use / Savings in Demand under the selected programme (Ml/d) input as +ve 2073-74: 4.1; Gains in Water Available For Use / Savings in Demand under the selected programme (Ml/d) input as +ve 2074-75: 4.1
52aA | Drought Permit: Source S (to 2041) | PRT_PRT_RE-DRP_ALL_ALL_Source S drought | Drought permits/orders | Resource Options | N | Alternative Plan 5 | PWSPRT | Ml/d | 2 |  |  | 3.4 | 3.4 | 3.4 | 3.4 | 3.4 | 3.4 | 3.4 | 3.4 | 3.4 | 3.4 | 3.4 | 3.4 | 3.4 | 3.4 | 3.4 | 3.4 | 3.4 | 3.4 | 3.4 | 3.4 | 0 | 0 | 0 | 0 | 0 | 0 | 0 | 0 | 0 | 0 | 0 | 0 | 0 | 0 | 0 | 0 | 0 | 0 | 0 | 0 | 0 | 0 | 0 | 0 | 0 | 0 | 0 | 0 | 0 | 0 | 0 | 0 | 0 | 0
52dA | Non-essential use bans | PRT_PRT_RE-OTH_ALL_ALL_neubs | Drought - water use restrictions | Customer Options | N | Alternative Plan 5 | PWSPRT | Ml/d | 2 |  |  | 5.3 | 5.3 | 5.3 | 5.3 | 5.3 | 5.3 | 5.3 | 5.3 | 5.3 | 5.3 | 5.3 | 5.3 | 5.3 | 5.3 | 5.3 | 5.3 | 5.3 | 5.3 | 5.3 | 5.3 | 5.3 | 5.3 | 5.3 | 5.3 | 5.3 | 5.3 | 5.3 | 5.3 | 5.3 | 5.3 | 5.3 | 5.3 | 5.3 | 5.3 | 5.3 | 5.3 | 5.3 | 5.3 | 5.3 | 5.3 | 5.3 | 5.3 | 5.3 | 5.3 | 5.3 | 5.3 | 5.3 | 5.3 | 5.3 | 5.3 | 5.3 | 5.3 | 5.3 | 5.3
52dA | Temporary use bans | PRT_PRT_RE-OTH_ALL_ALL_tubs | Drought - water use restrictions | Customer Options | N | Alternative Plan 5 | PWSPRT | Ml/d | 2 |  |  | 13.5 | 13.5 | 13.5 | 13.5 | 13.5 | 13.5 | 13.5 | 13.5 | 13.5 | 13.5 | 13.5 | 13.5 | 13.5 | 13.5 | 13.5 | 13.5 | 13.5 | 13.5 | 13.5 | 13.5 | 13.5 | 13.5 | 13.5 | 13.5 | 13.5 | 13.5 | 13.5 | 13.5 | 13.5 | 13.5 | 13.5 | 13.5 | 13.5 | 13.5 | 13.5 | 13.5 | 13.5 | 13.5 | 13.5 | 13.5 | 13.5 | 13.5 | 13.5 | 13.5 | 13.5 | 13.5 | 13.5 | 13.5 | 13.5 | 13.5 | 13.5 | 13.5 | 13.5 | 13.5
52aA | SRN Pulborough WSW To Havant Thicket: 50Ml/d | PRT_PWE_HI-TFR_TWJ_ALL_SRN Pulborough WSW-havant r 50 | External raw water bulk supply/transfer | Resource Options | N | Alternative Plan 5 | PWSPRT | Ml/d | 2 | Gains in Water Available For Use / Savings in Demand under the selected programme (Ml/d) input as +ve 2058-59: 0; Gains in Water Available For Use / Savings in Demand under the selected programme (Ml/d) input as +ve 2059-60: 0; Gains in Water Available For Use / Savings in Demand under the selected programme (Ml/d) input as +ve 2060-61: 0; Gains in Water Available For Use / Savings in Demand under the selected programme (Ml/d) input as +ve 2061-62: 0; Gains in Water Available For Use / Savings in Demand under the selected programme (Ml/d) input as +ve 2062-63: 0; Gains in Water Available For Use / Savings in Demand under the selected programme (Ml/d) input as +ve 2063-64: 0; Gains in Water Available For Use / Savings in Demand under the selected programme (Ml/d) input as +ve 2064-65: 0; Gains in Water Available For Use / Savings in Demand under the selected programme (Ml/d) input as +ve 2065-66: 0; Gains in Water Available For Use / Savings in Demand under the selected programme (Ml/d) input as +ve 2066-67: 0; Gains in Water Available For Use / Savings in Demand under the selected programme (Ml/d) input as +ve 2067-68: 0; Gains in Water Available For Use / Savings in Demand under the selected programme (Ml/d) input as +ve 2068-69: 0; Gains in Water Available For Use / Savings in Demand under the selected programme (Ml/d) input as +ve 2069-70: 0; Gains in Water Available For Use / Savings in Demand under the selected programme (Ml/d) input as +ve 2070-71: 0; Gains in Water Available For Use / Savings in Demand under the selected programme (Ml/d) input as +ve 2071-72: 0; Gains in Water Available For Use / Savings in Demand under the selected programme (Ml/d) input as +ve 2072-73: 0; Gains in Water Available For Use / Savings in Demand under the selected programme (Ml/d) input as +ve 2073-74: 0; Gains in Water Available For Use / Savings in Demand under the selected programme (Ml/d) input as +ve 2074-75: 0
52aA | SRN Pulborough WSW To Havant Thicket: 50Ml/d | PRT_PWE_HI-TFR_TWJ_ALL_SRN Pulborough WSW-havant r 50 | External raw water bulk supply/transfer | Resource Options | N | Alternative Plan 5 | SWSSNT | Ml/d | 2 | Gains in Water Available For Use / Savings in Demand under the selected programme (Ml/d) input as +ve 2058-59: 0; Gains in Water Available For Use / Savings in Demand under the selected programme (Ml/d) input as +ve 2059-60: 0; Gains in Water Available For Use / Savings in Demand under the selected programme (Ml/d) input as +ve 2060-61: 0; Gains in Water Available For Use / Savings in Demand under the selected programme (Ml/d) input as +ve 2061-62: 0; Gains in Water Available For Use / Savings in Demand under the selected programme (Ml/d) input as +ve 2062-63: 0; Gains in Water Available For Use / Savings in Demand under the selected programme (Ml/d) input as +ve 2063-64: 0; Gains in Water Available For Use / Savings in Demand under the selected programme (Ml/d) input as +ve 2064-65: 0; Gains in Water Available For Use / Savings in Demand under the selected programme (Ml/d) input as +ve 2065-66: 0; Gains in Water Available For Use / Savings in Demand under the selected programme (Ml/d) input as +ve 2066-67: 0; Gains in Water Available For Use / Savings in Demand under the selected programme (Ml/d) input as +ve 2067-68: 0; Gains in Water Available For Use / Savings in Demand under the selected programme (Ml/d) input as +ve 2068-69: 0; Gains in Water Available For Use / Savings in Demand under the selected programme (Ml/d) input as +ve 2069-70: 0; Gains in Water Available For Use / Savings in Demand under the selected programme (Ml/d) input as +ve 2070-71: 0; Gains in Water Available For Use / Savings in Demand under the selected programme (Ml/d) input as +ve 2071-72: 0; Gains in Water Available For Use / Savings in Demand under the selected programme (Ml/d) input as +ve 2072-73: 0; Gains in Water Available For Use / Savings in Demand under the selected programme (Ml/d) input as +ve 2073-74: 0; Gains in Water Available For Use / Savings in Demand under the selected programme (Ml/d) input as +ve 2074-75: 0
52cA | SRN Otterbourne WSW to Source A | PRT_SRN Otterbourne WSW-Source A p | External potable bulk supply/transfer | Distribution Options | N | Alternative Plan 5 | SWSHSE | Ml/d | 2 | Gains in Water Available For Use / Savings in Demand under the selected programme (Ml/d) input as +ve 2039-40: 0; Gains in Water Available For Use / Savings in Demand under the selected programme (Ml/d) input as +ve 2040-41: 0; Gains in Water Available For Use / Savings in Demand under the selected programme (Ml/d) input as +ve 2041-42: 0; Gains in Water Available For Use / Savings in Demand under the selected programme (Ml/d) input as +ve 2042-43: 0; Gains in Water Available For Use / Savings in Demand under the selected programme (Ml/d) input as +ve 2043-44: 0; Gains in Water Available For Use / Savings in Demand under the selected programme (Ml/d) input as +ve 2044-45: 0; Gains in Water Available For Use / Savings in Demand under the selected programme (Ml/d) input as +ve 2045-46: 0; Gains in Water Available For Use / Savings in Demand under the selected programme (Ml/d) input as +ve 2046-47: 0; Gains in Water Available For Use / Savings in Demand under the selected programme (Ml/d) input as +ve 2047-48: 0; Gains in Water Available For Use / Savings in Demand under the selected programme (Ml/d) input as +ve 2048-49: 0; Gains in Water Available For Use / Savings in Demand under the selected programme (Ml/d) input as +ve 2049-50: 0; Gains in Water Available For Use / Savings in Demand under the selected programme (Ml/d) input as +ve 2050-51: 0; Gains in Water Available For Use / Savings in Demand under the selected programme (Ml/d) input as +ve 2051-52: 0; Gains in Water Available For Use / Savings in Demand under the selected programme (Ml/d) input as +ve 2052-53: 0; Gains in Water Available For Use / Savings in Demand under the selected programme (Ml/d) input as +ve 2053-54: 0; Gains in Water Available For Use / Savings in Demand under the selected programme (Ml/d) input as +ve 2054-55: 0; Gains in Water Available For Use / Savings in Demand under the selected programme (Ml/d) input as +ve 2055-56: 0; Gains in Water Available For Use / Savings in Demand under the selected programme (Ml/d) input as +ve 2056-57: 0; Gains in Water Available For Use / Savings in Demand under the selected programme (Ml/d) input as +ve 2057-58: 0; Gains in Water Available For Use / Savings in Demand under the selected programme (Ml/d) input as +ve 2058-59: 0; Gains in Water Available For Use / Savings in Demand under the selected programme (Ml/d) input as +ve 2059-60: 0; Gains in Water Available For Use / Savings in Demand under the selected programme (Ml/d) input as +ve 2060-61: 0; Gains in Water Available For Use / Savings in Demand under the selected programme (Ml/d) input as +ve 2061-62: 0; Gains in Water Available For Use / Savings in Demand under the selected programme (Ml/d) input as +ve 2062-63: 0; Gains in Water Available For Use / Savings in Demand under the selected programme (Ml/d) input as +ve 2063-64: 0; Gains in Water Available For Use / Savings in Demand under the selected programme (Ml/d) input as +ve 2064-65: 0; Gains in Water Available For Use / Savings in Demand under the selected programme (Ml/d) input as +ve 2065-66: 0; Gains in Water Available For Use / Savings in Demand under the selected programme (Ml/d) input as +ve 2066-67: 0; Gains in Water Available For Use / Savings in Demand under the selected programme (Ml/d) input as +ve 2067-68: 0; Gains in Water Available For Use / Savings in Demand under the selected programme (Ml/d) input as +ve 2068-69: 0; Gains in Water Available For Use / Savings in Demand under the selected programme (Ml/d) input as +ve 2069-70: 0; Gains in Water Available For Use / Savings in Demand under the selected programme (Ml/d) input as +ve 2070-71: 0; Gains in Water Available For Use / Savings in Demand under the selected programme (Ml/d) input as +ve 2071-72: 0; Gains in Water Available For Use / Savings in Demand under the selected programme (Ml/d) input as +ve 2072-73: 0; Gains in Water Available For Use / Savings in Demand under the selected programme (Ml/d) input as +ve 2073-74: 0; Gains in Water Available For Use / Savings in Demand under the selected programme (Ml/d) input as +ve 2074-75: 0
52cA | SRN Otterbourne WSW to Source A | PRT_SRN Otterbourne WSW-Source A p | External potable bulk supply/transfer | Distribution Options | N | Alternative Plan 5 | PWSPRT | Ml/d | 2 | Gains in Water Available For Use / Savings in Demand under the selected programme (Ml/d) input as +ve 2039-40: 0; Gains in Water Available For Use / Savings in Demand under the selected programme (Ml/d) input as +ve 2040-41: 0; Gains in Water Available For Use / Savings in Demand under the selected programme (Ml/d) input as +ve 2041-42: 0; Gains in Water Available For Use / Savings in Demand under the selected programme (Ml/d) input as +ve 2042-43: 0; Gains in Water Available For Use / Savings in Demand under the selected programme (Ml/d) input as +ve 2043-44: 0; Gains in Water Available For Use / Savings in Demand under the selected programme (Ml/d) input as +ve 2044-45: 0; Gains in Water Available For Use / Savings in Demand under the selected programme (Ml/d) input as +ve 2045-46: 0; Gains in Water Available For Use / Savings in Demand under the selected programme (Ml/d) input as +ve 2046-47: 0; Gains in Water Available For Use / Savings in Demand under the selected programme (Ml/d) input as +ve 2047-48: 0; Gains in Water Available For Use / Savings in Demand under the selected programme (Ml/d) input as +ve 2048-49: 0; Gains in Water Available For Use / Savings in Demand under the selected programme (Ml/d) input as +ve 2049-50: 0; Gains in Water Available For Use / Savings in Demand under the selected programme (Ml/d) input as +ve 2050-51: 0; Gains in Water Available For Use / Savings in Demand under the selected programme (Ml/d) input as +ve 2051-52: 0; Gains in Water Available For Use / Savings in Demand under the selected programme (Ml/d) input as +ve 2052-53: 0; Gains in Water Available For Use / Savings in Demand under the selected programme (Ml/d) input as +ve 2053-54: 0; Gains in Water Available For Use / Savings in Demand under the selected programme (Ml/d) input as +ve 2054-55: 0; Gains in Water Available For Use / Savings in Demand under the selected programme (Ml/d) input as +ve 2055-56: 0; Gains in Water Available For Use / Savings in Demand under the selected programme (Ml/d) input as +ve 2056-57: 0; Gains in Water Available For Use / Savings in Demand under the selected programme (Ml/d) input as +ve 2057-58: 0; Gains in Water Available For Use / Savings in Demand under the selected programme (Ml/d) input as +ve 2058-59: 0; Gains in Water Available For Use / Savings in Demand under the selected programme (Ml/d) input as +ve 2059-60: 0; Gains in Water Available For Use / Savings in Demand under the selected programme (Ml/d) input as +ve 2060-61: 0; Gains in Water Available For Use / Savings in Demand under the selected programme (Ml/d) input as +ve 2061-62: 0; Gains in Water Available For Use / Savings in Demand under the selected programme (Ml/d) input as +ve 2062-63: 0; Gains in Water Available For Use / Savings in Demand under the selected programme (Ml/d) input as +ve 2063-64: 0; Gains in Water Available For Use / Savings in Demand under the selected programme (Ml/d) input as +ve 2064-65: 0; Gains in Water Available For Use / Savings in Demand under the selected programme (Ml/d) input as +ve 2065-66: 0; Gains in Water Available For Use / Savings in Demand under the selected programme (Ml/d) input as +ve 2066-67: 0; Gains in Water Available For Use / Savings in Demand under the selected programme (Ml/d) input as +ve 2067-68: 0; Gains in Water Available For Use / Savings in Demand under the selected programme (Ml/d) input as +ve 2068-69: 0; Gains in Water Available For Use / Savings in Demand under the selected programme (Ml/d) input as +ve 2069-70: 0; Gains in Water Available For Use / Savings in Demand under the selected programme (Ml/d) input as +ve 2070-71: 0; Gains in Water Available For Use / Savings in Demand under the selected programme (Ml/d) input as +ve 2071-72: 0; Gains in Water Available For Use / Savings in Demand under the selected programme (Ml/d) input as +ve 2072-73: 0; Gains in Water Available For Use / Savings in Demand under the selected programme (Ml/d) input as +ve 2073-74: 0; Gains in Water Available For Use / Savings in Demand under the selected programme (Ml/d) input as +ve 2074-75: 0
52cA | Bulk import (HSE): Reading to Otterbourne - raw (200Ml/d) (25 Ml/d Phase 1) | SWS_HSE_EF-TFR_REP_ALL_pwc2_res2 | External potable bulk supply/transfer | Distribution Options | N | Alternative Plan 5 | SWSHSE | Ml/d | 2 | Gains in Water Available For Use / Savings in Demand under the selected programme (Ml/d) input as +ve 2040-41: 0; Gains in Water Available For Use / Savings in Demand under the selected programme (Ml/d) input as +ve 2041-42: 0; Gains in Water Available For Use / Savings in Demand under the selected programme (Ml/d) input as +ve 2042-43: 0; Gains in Water Available For Use / Savings in Demand under the selected programme (Ml/d) input as +ve 2043-44: 0; Gains in Water Available For Use / Savings in Demand under the selected programme (Ml/d) input as +ve 2044-45: 0; Gains in Water Available For Use / Savings in Demand under the selected programme (Ml/d) input as +ve 2045-46: 0; Gains in Water Available For Use / Savings in Demand under the selected programme (Ml/d) input as +ve 2046-47: 0; Gains in Water Available For Use / Savings in Demand under the selected programme (Ml/d) input as +ve 2047-48: 0; Gains in Water Available For Use / Savings in Demand under the selected programme (Ml/d) input as +ve 2048-49: 0; Gains in Water Available For Use / Savings in Demand under the selected programme (Ml/d) input as +ve 2049-50: 0; Gains in Water Available For Use / Savings in Demand under the selected programme (Ml/d) input as +ve 2050-51: 0; Gains in Water Available For Use / Savings in Demand under the selected programme (Ml/d) input as +ve 2051-52: 0; Gains in Water Available For Use / Savings in Demand under the selected programme (Ml/d) input as +ve 2052-53: 0; Gains in Water Available For Use / Savings in Demand under the selected programme (Ml/d) input as +ve 2053-54: 0; Gains in Water Available For Use / Savings in Demand under the selected programme (Ml/d) input as +ve 2054-55: 0; Gains in Water Available For Use / Savings in Demand under the selected programme (Ml/d) input as +ve 2055-56: 0; Gains in Water Available For Use / Savings in Demand under the selected programme (Ml/d) input as +ve 2056-57: 0; Gains in Water Available For Use / Savings in Demand under the selected programme (Ml/d) input as +ve 2057-58: 0; Gains in Water Available For Use / Savings in Demand under the selected programme (Ml/d) input as +ve 2058-59: 0; Gains in Water Available For Use / Savings in Demand under the selected programme (Ml/d) input as +ve 2059-60: 0; Gains in Water Available For Use / Savings in Demand under the selected programme (Ml/d) input as +ve 2060-61: 0; Gains in Water Available For Use / Savings in Demand under the selected programme (Ml/d) input as +ve 2061-62: 0; Gains in Water Available For Use / Savings in Demand under the selected programme (Ml/d) input as +ve 2062-63: 0; Gains in Water Available For Use / Savings in Demand under the selected programme (Ml/d) input as +ve 2063-64: 0; Gains in Water Available For Use / Savings in Demand under the selected programme (Ml/d) input as +ve 2064-65: 0; Gains in Water Available For Use / Savings in Demand under the selected programme (Ml/d) input as +ve 2065-66: 0; Gains in Water Available For Use / Savings in Demand under the selected programme (Ml/d) input as +ve 2066-67: 0; Gains in Water Available For Use / Savings in Demand under the selected programme (Ml/d) input as +ve 2067-68: 0; Gains in Water Available For Use / Savings in Demand under the selected programme (Ml/d) input as +ve 2068-69: 0; Gains in Water Available For Use / Savings in Demand under the selected programme (Ml/d) input as +ve 2069-70: 0; Gains in Water Available For Use / Savings in Demand under the selected programme (Ml/d) input as +ve 2070-71: 0; Gains in Water Available For Use / Savings in Demand under the selected programme (Ml/d) input as +ve 2071-72: 0; Gains in Water Available For Use / Savings in Demand under the selected programme (Ml/d) input as +ve 2072-73: 0; Gains in Water Available For Use / Savings in Demand under the selected programme (Ml/d) input as +ve 2073-74: 0; Gains in Water Available For Use / Savings in Demand under the selected programme (Ml/d) input as +ve 2074-75: 0
52cA | Bulk import (HSE): Reading to Otterbourne - raw (200Ml/d) (25 Ml/d Phase 1) | SWS_HSE_EF-TFR_REP_ALL_pwc2_res2 | External potable bulk supply/transfer | Distribution Options | N | Alternative Plan 5 | PWSPRT | Ml/d | 2 | Gains in Water Available For Use / Savings in Demand under the selected programme (Ml/d) input as +ve 2040-41: 0; Gains in Water Available For Use / Savings in Demand under the selected programme (Ml/d) input as +ve 2041-42: 0; Gains in Water Available For Use / Savings in Demand under the selected programme (Ml/d) input as +ve 2042-43: 0; Gains in Water Available For Use / Savings in Demand under the selected programme (Ml/d) input as +ve 2043-44: 0; Gains in Water Available For Use / Savings in Demand under the selected programme (Ml/d) input as +ve 2044-45: 0; Gains in Water Available For Use / Savings in Demand under the selected programme (Ml/d) input as +ve 2045-46: 0; Gains in Water Available For Use / Savings in Demand under the selected programme (Ml/d) input as +ve 2046-47: 0; Gains in Water Available For Use / Savings in Demand under the selected programme (Ml/d) input as +ve 2047-48: 0; Gains in Water Available For Use / Savings in Demand under the selected programme (Ml/d) input as +ve 2048-49: 0; Gains in Water Available For Use / Savings in Demand under the selected programme (Ml/d) input as +ve 2049-50: 0; Gains in Water Available For Use / Savings in Demand under the selected programme (Ml/d) input as +ve 2050-51: 0; Gains in Water Available For Use / Savings in Demand under the selected programme (Ml/d) input as +ve 2051-52: 0; Gains in Water Available For Use / Savings in Demand under the selected programme (Ml/d) input as +ve 2052-53: 0; Gains in Water Available For Use / Savings in Demand under the selected programme (Ml/d) input as +ve 2053-54: 0; Gains in Water Available For Use / Savings in Demand under the selected programme (Ml/d) input as +ve 2054-55: 0; Gains in Water Available For Use / Savings in Demand under the selected programme (Ml/d) input as +ve 2055-56: 0; Gains in Water Available For Use / Savings in Demand under the selected programme (Ml/d) input as +ve 2056-57: 0; Gains in Water Available For Use / Savings in Demand under the selected programme (Ml/d) input as +ve 2057-58: 0; Gains in Water Available For Use / Savings in Demand under the selected programme (Ml/d) input as +ve 2058-59: 0; Gains in Water Available For Use / Savings in Demand under the selected programme (Ml/d) input as +ve 2059-60: 0; Gains in Water Available For Use / Savings in Demand under the selected programme (Ml/d) input as +ve 2060-61: 0; Gains in Water Available For Use / Savings in Demand under the selected programme (Ml/d) input as +ve 2061-62: 0; Gains in Water Available For Use / Savings in Demand under the selected programme (Ml/d) input as +ve 2062-63: 0; Gains in Water Available For Use / Savings in Demand under the selected programme (Ml/d) input as +ve 2063-64: 0; Gains in Water Available For Use / Savings in Demand under the selected programme (Ml/d) input as +ve 2064-65: 0; Gains in Water Available For Use / Savings in Demand under the selected programme (Ml/d) input as +ve 2065-66: 0; Gains in Water Available For Use / Savings in Demand under the selected programme (Ml/d) input as +ve 2066-67: 0; Gains in Water Available For Use / Savings in Demand under the selected programme (Ml/d) input as +ve 2067-68: 0; Gains in Water Available For Use / Savings in Demand under the selected programme (Ml/d) input as +ve 2068-69: 0; Gains in Water Available For Use / Savings in Demand under the selected programme (Ml/d) input as +ve 2069-70: 0; Gains in Water Available For Use / Savings in Demand under the selected programme (Ml/d) input as +ve 2070-71: 0; Gains in Water Available For Use / Savings in Demand under the selected programme (Ml/d) input as +ve 2071-72: 0; Gains in Water Available For Use / Savings in Demand under the selected programme (Ml/d) input as +ve 2072-73: 0; Gains in Water Available For Use / Savings in Demand under the selected programme (Ml/d) input as +ve 2073-74: 0; Gains in Water Available For Use / Savings in Demand under the selected programme (Ml/d) input as +ve 2074-75: 0
52aA | Bulk import (HSE): Havant Thicket Reservoir to Otterbourne WSW pipeline - first section (90Ml/d) | SWS_HTE_HI-TFR_PWE_CNO_ht-ott mm 90 | External raw water bulk supply/transfer | Resource Options | N | Alternative Plan 5 | PWSPRT | Ml/d | 2 | Gains in Water Available For Use / Savings in Demand under the selected programme (Ml/d) input as +ve 2034-35: -20; Gains in Water Available For Use / Savings in Demand under the selected programme (Ml/d) input as +ve 2035-36: -20; Gains in Water Available For Use / Savings in Demand under the selected programme (Ml/d) input as +ve 2036-37: -20; Gains in Water Available For Use / Savings in Demand under the selected programme (Ml/d) input as +ve 2037-38: -20; Gains in Water Available For Use / Savings in Demand under the selected programme (Ml/d) input as +ve 2038-39: -20; Gains in Water Available For Use / Savings in Demand under the selected programme (Ml/d) input as +ve 2039-40: -20; Gains in Water Available For Use / Savings in Demand under the selected programme (Ml/d) input as +ve 2040-41: -20; Gains in Water Available For Use / Savings in Demand under the selected programme (Ml/d) input as +ve 2041-42: -20; Gains in Water Available For Use / Savings in Demand under the selected programme (Ml/d) input as +ve 2042-43: -20; Gains in Water Available For Use / Savings in Demand under the selected programme (Ml/d) input as +ve 2043-44: -20; Gains in Water Available For Use / Savings in Demand under the selected programme (Ml/d) input as +ve 2044-45: -20; Gains in Water Available For Use / Savings in Demand under the selected programme (Ml/d) input as +ve 2045-46: -20; Gains in Water Available For Use / Savings in Demand under the selected programme (Ml/d) input as +ve 2046-47: -20; Gains in Water Available For Use / Savings in Demand under the selected programme (Ml/d) input as +ve 2047-48: -20; Gains in Water Available For Use / Savings in Demand under the selected programme (Ml/d) input as +ve 2048-49: -20; Gains in Water Available For Use / Savings in Demand under the selected programme (Ml/d) input as +ve 2049-50: -20; Gains in Water Available For Use / Savings in Demand under the selected programme (Ml/d) input as +ve 2050-51: -20; Gains in Water Available For Use / Savings in Demand under the selected programme (Ml/d) input as +ve 2051-52: -20; Gains in Water Available For Use / Savings in Demand under the selected programme (Ml/d) input as +ve 2052-53: -20; Gains in Water Available For Use / Savings in Demand under the selected programme (Ml/d) input as +ve 2053-54: -20; Gains in Water Available For Use / Savings in Demand under the selected programme (Ml/d) input as +ve 2054-55: -20; Gains in Water Available For Use / Savings in Demand under the selected programme (Ml/d) input as +ve 2055-56: -20; Gains in Water Available For Use / Savings in Demand under the selected programme (Ml/d) input as +ve 2056-57: -20; Gains in Water Available For Use / Savings in Demand under the selected programme (Ml/d) input as +ve 2057-58: -20; Gains in Water Available For Use / Savings in Demand under the selected programme (Ml/d) input as +ve 2058-59: -20; Gains in Water Available For Use / Savings in Demand under the selected programme (Ml/d) input as +ve 2059-60: -20; Gains in Water Available For Use / Savings in Demand under the selected programme (Ml/d) input as +ve 2060-61: -20; Gains in Water Available For Use / Savings in Demand under the selected programme (Ml/d) input as +ve 2061-62: -20; Gains in Water Available For Use / Savings in Demand under the selected programme (Ml/d) input as +ve 2062-63: -20; Gains in Water Available For Use / Savings in Demand under the selected programme (Ml/d) input as +ve 2063-64: -20; Gains in Water Available For Use / Savings in Demand under the selected programme (Ml/d) input as +ve 2064-65: -20; Gains in Water Available For Use / Savings in Demand under the selected programme (Ml/d) input as +ve 2065-66: -20; Gains in Water Available For Use / Savings in Demand under the selected programme (Ml/d) input as +ve 2066-67: -20; Gains in Water Available For Use / Savings in Demand under the selected programme (Ml/d) input as +ve 2067-68: -20; Gains in Water Available For Use / Savings in Demand under the selected programme (Ml/d) input as +ve 2068-69: -20; Gains in Water Available For Use / Savings in Demand under the selected programme (Ml/d) input as +ve 2069-70: -20; Gains in Water Available For Use / Savings in Demand under the selected programme (Ml/d) input as +ve 2070-71: -20; Gains in Water Available For Use / Savings in Demand under the selected programme (Ml/d) input as +ve 2071-72: -20; Gains in Water Available For Use / Savings in Demand under the selected programme (Ml/d) input as +ve 2072-73: -20; Gains in Water Available For Use / Savings in Demand under the selected programme (Ml/d) input as +ve 2073-74: -20; Gains in Water Available For Use / Savings in Demand under the selected programme (Ml/d) input as +ve 2074-75: -20
52aA | Bulk import (HSE): Havant Thicket Reservoir to Otterbourne WSW pipeline - first section (90Ml/d) | SWS_HTE_HI-TFR_PWE_CNO_ht-ott mm 90 | External raw water bulk supply/transfer | Resource Options | N | Alternative Plan 5 | SWSHSE | Ml/d | 2 | Gains in Water Available For Use / Savings in Demand under the selected programme (Ml/d) input as +ve 2034-35: 20; Gains in Water Available For Use / Savings in Demand under the selected programme (Ml/d) input as +ve 2035-36: 20; Gains in Water Available For Use / Savings in Demand under the selected programme (Ml/d) input as +ve 2036-37: 20; Gains in Water Available For Use / Savings in Demand under the selected programme (Ml/d) input as +ve 2037-38: 20; Gains in Water Available For Use / Savings in Demand under the selected programme (Ml/d) input as +ve 2038-39: 20; Gains in Water Available For Use / Savings in Demand under the selected programme (Ml/d) input as +ve 2039-40: 20; Gains in Water Available For Use / Savings in Demand under the selected programme (Ml/d) input as +ve 2040-41: 20; Gains in Water Available For Use / Savings in Demand under the selected programme (Ml/d) input as +ve 2041-42: 20; Gains in Water Available For Use / Savings in Demand under the selected programme (Ml/d) input as +ve 2042-43: 20; Gains in Water Available For Use / Savings in Demand under the selected programme (Ml/d) input as +ve 2043-44: 20; Gains in Water Available For Use / Savings in Demand under the selected programme (Ml/d) input as +ve 2044-45: 20; Gains in Water Available For Use / Savings in Demand under the selected programme (Ml/d) input as +ve 2045-46: 20; Gains in Water Available For Use / Savings in Demand under the selected programme (Ml/d) input as +ve 2046-47: 20; Gains in Water Available For Use / Savings in Demand under the selected programme (Ml/d) input as +ve 2047-48: 20; Gains in Water Available For Use / Savings in Demand under the selected programme (Ml/d) input as +ve 2048-49: 20; Gains in Water Available For Use / Savings in Demand under the selected programme (Ml/d) input as +ve 2049-50: 20; Gains in Water Available For Use / Savings in Demand under the selected programme (Ml/d) input as +ve 2050-51: 20; Gains in Water Available For Use / Savings in Demand under the selected programme (Ml/d) input as +ve 2051-52: 20; Gains in Water Available For Use / Savings in Demand under the selected programme (Ml/d) input as +ve 2052-53: 20; Gains in Water Available For Use / Savings in Demand under the selected programme (Ml/d) input as +ve 2053-54: 20; Gains in Water Available For Use / Savings in Demand under the selected programme (Ml/d) input as +ve 2054-55: 20; Gains in Water Available For Use / Savings in Demand under the selected programme (Ml/d) input as +ve 2055-56: 20; Gains in Water Available For Use / Savings in Demand under the selected programme (Ml/d) input as +ve 2056-57: 20; Gains in Water Available For Use / Savings in Demand under the selected programme (Ml/d) input as +ve 2057-58: 20; Gains in Water Available For Use / Savings in Demand under the selected programme (Ml/d) input as +ve 2058-59: 20; Gains in Water Available For Use / Savings in Demand under the selected programme (Ml/d) input as +ve 2059-60: 20; Gains in Water Available For Use / Savings in Demand under the selected programme (Ml/d) input as +ve 2060-61: 20; Gains in Water Available For Use / Savings in Demand under the selected programme (Ml/d) input as +ve 2061-62: 20; Gains in Water Available For Use / Savings in Demand under the selected programme (Ml/d) input as +ve 2062-63: 20; Gains in Water Available For Use / Savings in Demand under the selected programme (Ml/d) input as +ve 2063-64: 20; Gains in Water Available For Use / Savings in Demand under the selected programme (Ml/d) input as +ve 2064-65: 20; Gains in Water Available For Use / Savings in Demand under the selected programme (Ml/d) input as +ve 2065-66: 20; Gains in Water Available For Use / Savings in Demand under the selected programme (Ml/d) input as +ve 2066-67: 20; Gains in Water Available For Use / Savings in Demand under the selected programme (Ml/d) input as +ve 2067-68: 20; Gains in Water Available For Use / Savings in Demand under the selected programme (Ml/d) input as +ve 2068-69: 20; Gains in Water Available For Use / Savings in Demand under the selected programme (Ml/d) input as +ve 2069-70: 20; Gains in Water Available For Use / Savings in Demand under the selected programme (Ml/d) input as +ve 2070-71: 20; Gains in Water Available For Use / Savings in Demand under the selected programme (Ml/d) input as +ve 2071-72: 20; Gains in Water Available For Use / Savings in Demand under the selected programme (Ml/d) input as +ve 2072-73: 20; Gains in Water Available For Use / Savings in Demand under the selected programme (Ml/d) input as +ve 2073-74: 20; Gains in Water Available For Use / Savings in Demand under the selected programme (Ml/d) input as +ve 2074-75: 20
52aA | Recycling (HSE): Recharge of Havant Thicket from recycled water from Budds Farm (60Ml/d) | SWS_PWE_HI-REU_RE1_CNO_60toht v0.1 | Water reuse | Resource Options | N | Alternative Plan 5 | PWSPRT | Ml/d | 2 | Gains in Water Available For Use / Savings in Demand under the selected programme (Ml/d) input as +ve 2034-35: 20; Gains in Water Available For Use / Savings in Demand under the selected programme (Ml/d) input as +ve 2035-36: 20; Gains in Water Available For Use / Savings in Demand under the selected programme (Ml/d) input as +ve 2036-37: 20; Gains in Water Available For Use / Savings in Demand under the selected programme (Ml/d) input as +ve 2037-38: 20; Gains in Water Available For Use / Savings in Demand under the selected programme (Ml/d) input as +ve 2038-39: 20; Gains in Water Available For Use / Savings in Demand under the selected programme (Ml/d) input as +ve 2039-40: 20; Gains in Water Available For Use / Savings in Demand under the selected programme (Ml/d) input as +ve 2040-41: 20; Gains in Water Available For Use / Savings in Demand under the selected programme (Ml/d) input as +ve 2041-42: 20; Gains in Water Available For Use / Savings in Demand under the selected programme (Ml/d) input as +ve 2042-43: 20; Gains in Water Available For Use / Savings in Demand under the selected programme (Ml/d) input as +ve 2043-44: 20; Gains in Water Available For Use / Savings in Demand under the selected programme (Ml/d) input as +ve 2044-45: 20; Gains in Water Available For Use / Savings in Demand under the selected programme (Ml/d) input as +ve 2045-46: 20; Gains in Water Available For Use / Savings in Demand under the selected programme (Ml/d) input as +ve 2046-47: 20; Gains in Water Available For Use / Savings in Demand under the selected programme (Ml/d) input as +ve 2047-48: 20; Gains in Water Available For Use / Savings in Demand under the selected programme (Ml/d) input as +ve 2048-49: 20; Gains in Water Available For Use / Savings in Demand under the selected programme (Ml/d) input as +ve 2049-50: 20; Gains in Water Available For Use / Savings in Demand under the selected programme (Ml/d) input as +ve 2050-51: 20; Gains in Water Available For Use / Savings in Demand under the selected programme (Ml/d) input as +ve 2051-52: 20; Gains in Water Available For Use / Savings in Demand under the selected programme (Ml/d) input as +ve 2052-53: 20; Gains in Water Available For Use / Savings in Demand under the selected programme (Ml/d) input as +ve 2053-54: 20; Gains in Water Available For Use / Savings in Demand under the selected programme (Ml/d) input as +ve 2054-55: 20; Gains in Water Available For Use / Savings in Demand under the selected programme (Ml/d) input as +ve 2055-56: 20; Gains in Water Available For Use / Savings in Demand under the selected programme (Ml/d) input as +ve 2056-57: 20; Gains in Water Available For Use / Savings in Demand under the selected programme (Ml/d) input as +ve 2057-58: 20; Gains in Water Available For Use / Savings in Demand under the selected programme (Ml/d) input as +ve 2058-59: 60; Gains in Water Available For Use / Savings in Demand under the selected programme (Ml/d) input as +ve 2059-60: 60; Gains in Water Available For Use / Savings in Demand under the selected programme (Ml/d) input as +ve 2060-61: 60; Gains in Water Available For Use / Savings in Demand under the selected programme (Ml/d) input as +ve 2061-62: 60; Gains in Water Available For Use / Savings in Demand under the selected programme (Ml/d) input as +ve 2062-63: 60; Gains in Water Available For Use / Savings in Demand under the selected programme (Ml/d) input as +ve 2063-64: 60; Gains in Water Available For Use / Savings in Demand under the selected programme (Ml/d) input as +ve 2064-65: 60; Gains in Water Available For Use / Savings in Demand under the selected programme (Ml/d) input as +ve 2065-66: 60; Gains in Water Available For Use / Savings in Demand under the selected programme (Ml/d) input as +ve 2066-67: 60; Gains in Water Available For Use / Savings in Demand under the selected programme (Ml/d) input as +ve 2067-68: 60; Gains in Water Available For Use / Savings in Demand under the selected programme (Ml/d) input as +ve 2068-69: 60; Gains in Water Available For Use / Savings in Demand under the selected programme (Ml/d) input as +ve 2069-70: 60; Gains in Water Available For Use / Savings in Demand under the selected programme (Ml/d) input as +ve 2070-71: 60; Gains in Water Available For Use / Savings in Demand under the selected programme (Ml/d) input as +ve 2071-72: 60; Gains in Water Available For Use / Savings in Demand under the selected programme (Ml/d) input as +ve 2072-73: 60; Gains in Water Available For Use / Savings in Demand under the selected programme (Ml/d) input as +ve 2073-74: 60; Gains in Water Available For Use / Savings in Demand under the selected programme (Ml/d) input as +ve 2074-75: 60
52aA | Bulk export (SNZ): Pulborough to Havant Thicket Reservoir (20Ml/d) | SWS_SNZ_HI-TFR_PWE_ALL_havant -hardha r 20 | External raw water bulk supply/transfer | Resource Options | N | Alternative Plan 5 | SWSSNT | Ml/d | 2 | Gains in Water Available For Use / Savings in Demand under the selected programme (Ml/d) input as +ve 2058-59: 20; Gains in Water Available For Use / Savings in Demand under the selected programme (Ml/d) input as +ve 2059-60: 20; Gains in Water Available For Use / Savings in Demand under the selected programme (Ml/d) input as +ve 2060-61: 20; Gains in Water Available For Use / Savings in Demand under the selected programme (Ml/d) input as +ve 2061-62: 20; Gains in Water Available For Use / Savings in Demand under the selected programme (Ml/d) input as +ve 2062-63: 20; Gains in Water Available For Use / Savings in Demand under the selected programme (Ml/d) input as +ve 2063-64: 20; Gains in Water Available For Use / Savings in Demand under the selected programme (Ml/d) input as +ve 2064-65: 20; Gains in Water Available For Use / Savings in Demand under the selected programme (Ml/d) input as +ve 2065-66: 20; Gains in Water Available For Use / Savings in Demand under the selected programme (Ml/d) input as +ve 2066-67: 20; Gains in Water Available For Use / Savings in Demand under the selected programme (Ml/d) input as +ve 2067-68: 20; Gains in Water Available For Use / Savings in Demand under the selected programme (Ml/d) input as +ve 2068-69: 20; Gains in Water Available For Use / Savings in Demand under the selected programme (Ml/d) input as +ve 2069-70: 20; Gains in Water Available For Use / Savings in Demand under the selected programme (Ml/d) input as +ve 2070-71: 20; Gains in Water Available For Use / Savings in Demand under the selected programme (Ml/d) input as +ve 2071-72: 20; Gains in Water Available For Use / Savings in Demand under the selected programme (Ml/d) input as +ve 2072-73: 20; Gains in Water Available For Use / Savings in Demand under the selected programme (Ml/d) input as +ve 2073-74: 20; Gains in Water Available For Use / Savings in Demand under the selected programme (Ml/d) input as +ve 2074-75: 20
52aA | Bulk export (SNZ): Pulborough to Havant Thicket Reservoir (20Ml/d) | SWS_SNZ_HI-TFR_PWE_ALL_havant -hardha r 20 | External raw water bulk supply/transfer | Resource Options | N | Alternative Plan 5 | PWSPRT | Ml/d | 2 | Gains in Water Available For Use / Savings in Demand under the selected programme (Ml/d) input as +ve 2058-59: -20; Gains in Water Available For Use / Savings in Demand under the selected programme (Ml/d) input as +ve 2059-60: -20; Gains in Water Available For Use / Savings in Demand under the selected programme (Ml/d) input as +ve 2060-61: -20; Gains in Water Available For Use / Savings in Demand under the selected programme (Ml/d) input as +ve 2061-62: -20; Gains in Water Available For Use / Savings in Demand under the selected programme (Ml/d) input as +ve 2062-63: -20; Gains in Water Available For Use / Savings in Demand under the selected programme (Ml/d) input as +ve 2063-64: -20; Gains in Water Available For Use / Savings in Demand under the selected programme (Ml/d) input as +ve 2064-65: -20; Gains in Water Available For Use / Savings in Demand under the selected programme (Ml/d) input as +ve 2065-66: -20; Gains in Water Available For Use / Savings in Demand under the selected programme (Ml/d) input as +ve 2066-67: -20; Gains in Water Available For Use / Savings in Demand under the selected programme (Ml/d) input as +ve 2067-68: -20; Gains in Water Available For Use / Savings in Demand under the selected programme (Ml/d) input as +ve 2068-69: -19.9887; Gains in Water Available For Use / Savings in Demand under the selected programme (Ml/d) input as +ve 2069-70: -20; Gains in Water Available For Use / Savings in Demand under the selected programme (Ml/d) input as +ve 2070-71: -19.486; Gains in Water Available For Use / Savings in Demand under the selected programme (Ml/d) input as +ve 2071-72: -19.2321; Gains in Water Available For Use / Savings in Demand under the selected programme (Ml/d) input as +ve 2072-73: -18.9798; Gains in Water Available For Use / Savings in Demand under the selected programme (Ml/d) input as +ve 2073-74: -18.7238; Gains in Water Available For Use / Savings in Demand under the selected programme (Ml/d) input as +ve 2074-75: -20
52aA | Bulk export (SNZ): Pulborough to Havant Thicket Reservoir (20Ml/d) | SWS_SNZ_HI-TFR_PWE_ALL_havant -hardha r 20 | External raw water bulk supply/transfer | Resource Options | N | Alternative Plan 5 | PWSPRT | Ml/d | 2 | Gains in Water Available For Use / Savings in Demand under the selected programme (Ml/d) input as +ve 2058-59: 0; Gains in Water Available For Use / Savings in Demand under the selected programme (Ml/d) input as +ve 2059-60: 0; Gains in Water Available For Use / Savings in Demand under the selected programme (Ml/d) input as +ve 2060-61: 0; Gains in Water Available For Use / Savings in Demand under the selected programme (Ml/d) input as +ve 2061-62: 0; Gains in Water Available For Use / Savings in Demand under the selected programme (Ml/d) input as +ve 2062-63: 0; Gains in Water Available For Use / Savings in Demand under the selected programme (Ml/d) input as +ve 2063-64: 0; Gains in Water Available For Use / Savings in Demand under the selected programme (Ml/d) input as +ve 2064-65: 0; Gains in Water Available For Use / Savings in Demand under the selected programme (Ml/d) input as +ve 2065-66: 0; Gains in Water Available For Use / Savings in Demand under the selected programme (Ml/d) input as +ve 2066-67: 0; Gains in Water Available For Use / Savings in Demand under the selected programme (Ml/d) input as +ve 2067-68: 0; Gains in Water Available For Use / Savings in Demand under the selected programme (Ml/d) input as +ve 2068-69: -0.011291; Gains in Water Available For Use / Savings in Demand under the selected programme (Ml/d) input as +ve 2069-70: 0; Gains in Water Available For Use / Savings in Demand under the selected programme (Ml/d) input as +ve 2070-71: -0.51399; Gains in Water Available For Use / Savings in Demand under the selected programme (Ml/d) input as +ve 2071-72: -0.76789; Gains in Water Available For Use / Savings in Demand under the selected programme (Ml/d) input as +ve 2072-73: -1.0202; Gains in Water Available For Use / Savings in Demand under the selected programme (Ml/d) input as +ve 2073-74: -1.2762; Gains in Water Available For Use / Savings in Demand under the selected programme (Ml/d) input as +ve 2074-75: 0
52aA | Bulk export (SNZ): Pulborough to Havant Thicket Reservoir (20Ml/d) Phase 2 | SWS_SNZ_HI-TFR_PWE_ALL_havant -hardha r 20 p2 | External raw water bulk supply/transfer | Resource Options | N | Alternative Plan 5 | PWSPRT | Ml/d | 2 | Gains in Water Available For Use / Savings in Demand under the selected programme (Ml/d) input as +ve 2058-59: -20; Gains in Water Available For Use / Savings in Demand under the selected programme (Ml/d) input as +ve 2059-60: -20; Gains in Water Available For Use / Savings in Demand under the selected programme (Ml/d) input as +ve 2060-61: -20; Gains in Water Available For Use / Savings in Demand under the selected programme (Ml/d) input as +ve 2061-62: -20; Gains in Water Available For Use / Savings in Demand under the selected programme (Ml/d) input as +ve 2062-63: -20; Gains in Water Available For Use / Savings in Demand under the selected programme (Ml/d) input as +ve 2063-64: -20; Gains in Water Available For Use / Savings in Demand under the selected programme (Ml/d) input as +ve 2064-65: -20; Gains in Water Available For Use / Savings in Demand under the selected programme (Ml/d) input as +ve 2065-66: -20; Gains in Water Available For Use / Savings in Demand under the selected programme (Ml/d) input as +ve 2066-67: -20; Gains in Water Available For Use / Savings in Demand under the selected programme (Ml/d) input as +ve 2067-68: -20; Gains in Water Available For Use / Savings in Demand under the selected programme (Ml/d) input as +ve 2068-69: -20; Gains in Water Available For Use / Savings in Demand under the selected programme (Ml/d) input as +ve 2069-70: -19.7636; Gains in Water Available For Use / Savings in Demand under the selected programme (Ml/d) input as +ve 2070-71: -20; Gains in Water Available For Use / Savings in Demand under the selected programme (Ml/d) input as +ve 2071-72: -20; Gains in Water Available For Use / Savings in Demand under the selected programme (Ml/d) input as +ve 2072-73: -20; Gains in Water Available For Use / Savings in Demand under the selected programme (Ml/d) input as +ve 2073-74: -20; Gains in Water Available For Use / Savings in Demand under the selected programme (Ml/d) input as +ve 2074-75: -18.4688
52aA | Bulk export (SNZ): Pulborough to Havant Thicket Reservoir (20Ml/d) Phase 2 | SWS_SNZ_HI-TFR_PWE_ALL_havant -hardha r 20 p2 | External raw water bulk supply/transfer | Resource Options | N | Alternative Plan 5 | SWSSNT | Ml/d | 2 | Gains in Water Available For Use / Savings in Demand under the selected programme (Ml/d) input as +ve 2058-59: 20; Gains in Water Available For Use / Savings in Demand under the selected programme (Ml/d) input as +ve 2059-60: 20; Gains in Water Available For Use / Savings in Demand under the selected programme (Ml/d) input as +ve 2060-61: 20; Gains in Water Available For Use / Savings in Demand under the selected programme (Ml/d) input as +ve 2061-62: 20; Gains in Water Available For Use / Savings in Demand under the selected programme (Ml/d) input as +ve 2062-63: 20; Gains in Water Available For Use / Savings in Demand under the selected programme (Ml/d) input as +ve 2063-64: 20; Gains in Water Available For Use / Savings in Demand under the selected programme (Ml/d) input as +ve 2064-65: 20; Gains in Water Available For Use / Savings in Demand under the selected programme (Ml/d) input as +ve 2065-66: 20; Gains in Water Available For Use / Savings in Demand under the selected programme (Ml/d) input as +ve 2066-67: 20; Gains in Water Available For Use / Savings in Demand under the selected programme (Ml/d) input as +ve 2067-68: 20; Gains in Water Available For Use / Savings in Demand under the selected programme (Ml/d) input as +ve 2068-69: 20; Gains in Water Available For Use / Savings in Demand under the selected programme (Ml/d) input as +ve 2069-70: 20; Gains in Water Available For Use / Savings in Demand under the selected programme (Ml/d) input as +ve 2070-71: 20; Gains in Water Available For Use / Savings in Demand under the selected programme (Ml/d) input as +ve 2071-72: 20; Gains in Water Available For Use / Savings in Demand under the selected programme (Ml/d) input as +ve 2072-73: 20; Gains in Water Available For Use / Savings in Demand under the selected programme (Ml/d) input as +ve 2073-74: 20; Gains in Water Available For Use / Savings in Demand under the selected programme (Ml/d) input as +ve 2074-75: 20
52aA | Bulk export (SNZ): Pulborough to Havant Thicket Reservoir (20Ml/d) Phase 2 | SWS_SNZ_HI-TFR_PWE_ALL_havant -hardha r 20 p2 | External raw water bulk supply/transfer | Resource Options | N | Alternative Plan 5 | PWSPRT | Ml/d | 2 | Gains in Water Available For Use / Savings in Demand under the selected programme (Ml/d) input as +ve 2058-59: 0; Gains in Water Available For Use / Savings in Demand under the selected programme (Ml/d) input as +ve 2059-60: 0; Gains in Water Available For Use / Savings in Demand under the selected programme (Ml/d) input as +ve 2060-61: 0; Gains in Water Available For Use / Savings in Demand under the selected programme (Ml/d) input as +ve 2061-62: 0; Gains in Water Available For Use / Savings in Demand under the selected programme (Ml/d) input as +ve 2062-63: 0; Gains in Water Available For Use / Savings in Demand under the selected programme (Ml/d) input as +ve 2063-64: 0; Gains in Water Available For Use / Savings in Demand under the selected programme (Ml/d) input as +ve 2064-65: 0; Gains in Water Available For Use / Savings in Demand under the selected programme (Ml/d) input as +ve 2065-66: 0; Gains in Water Available For Use / Savings in Demand under the selected programme (Ml/d) input as +ve 2066-67: 0; Gains in Water Available For Use / Savings in Demand under the selected programme (Ml/d) input as +ve 2067-68: 0; Gains in Water Available For Use / Savings in Demand under the selected programme (Ml/d) input as +ve 2068-69: 0; Gains in Water Available For Use / Savings in Demand under the selected programme (Ml/d) input as +ve 2069-70: -0.23639; Gains in Water Available For Use / Savings in Demand under the selected programme (Ml/d) input as +ve 2070-71: 0; Gains in Water Available For Use / Savings in Demand under the selected programme (Ml/d) input as +ve 2071-72: 0; Gains in Water Available For Use / Savings in Demand under the selected programme (Ml/d) input as +ve 2072-73: 0; Gains in Water Available For Use / Savings in Demand under the selected programme (Ml/d) input as +ve 2073-74: 0; Gains in Water Available For Use / Savings in Demand under the selected programme (Ml/d) input as +ve 2074-75: -1.5312
52cA | Bulk import (HSE): PWC Source A to Eastleigh WSR Extension (30Ml/d) | SWS_pw2moor_extension | External potable bulk supply/transfer | Distribution Options | N | Alternative Plan 5 | SWSHSE | Ml/d | 2 | Gains in Water Available For Use / Savings in Demand under the selected programme (Ml/d) input as +ve 2029-30: 15; Gains in Water Available For Use / Savings in Demand under the selected programme (Ml/d) input as +ve 2030-31: 15; Gains in Water Available For Use / Savings in Demand under the selected programme (Ml/d) input as +ve 2031-32: 15; Gains in Water Available For Use / Savings in Demand under the selected programme (Ml/d) input as +ve 2032-33: 14.2443; Gains in Water Available For Use / Savings in Demand under the selected programme (Ml/d) input as +ve 2033-34: 12.2576; Gains in Water Available For Use / Savings in Demand under the selected programme (Ml/d) input as +ve 2034-35: 5.4853; Gains in Water Available For Use / Savings in Demand under the selected programme (Ml/d) input as +ve 2035-36: 9.3174; Gains in Water Available For Use / Savings in Demand under the selected programme (Ml/d) input as +ve 2036-37: 10.2011; Gains in Water Available For Use / Savings in Demand under the selected programme (Ml/d) input as +ve 2037-38: 11.515; Gains in Water Available For Use / Savings in Demand under the selected programme (Ml/d) input as +ve 2038-39: 13.1231; Gains in Water Available For Use / Savings in Demand under the selected programme (Ml/d) input as +ve 2039-40: 9.3197; Gains in Water Available For Use / Savings in Demand under the selected programme (Ml/d) input as +ve 2040-41: 10.6534; Gains in Water Available For Use / Savings in Demand under the selected programme (Ml/d) input as +ve 2041-42: 7.7204; Gains in Water Available For Use / Savings in Demand under the selected programme (Ml/d) input as +ve 2042-43: 9.1543; Gains in Water Available For Use / Savings in Demand under the selected programme (Ml/d) input as +ve 2043-44: 9.4803; Gains in Water Available For Use / Savings in Demand under the selected programme (Ml/d) input as +ve 2044-45: 9.8705; Gains in Water Available For Use / Savings in Demand under the selected programme (Ml/d) input as +ve 2045-46: 10.1591; Gains in Water Available For Use / Savings in Demand under the selected programme (Ml/d) input as +ve 2046-47: 10.7743; Gains in Water Available For Use / Savings in Demand under the selected programme (Ml/d) input as +ve 2047-48: 11.0513; Gains in Water Available For Use / Savings in Demand under the selected programme (Ml/d) input as +ve 2048-49: 11.1317; Gains in Water Available For Use / Savings in Demand under the selected programme (Ml/d) input as +ve 2049-50: 11.8266; Gains in Water Available For Use / Savings in Demand under the selected programme (Ml/d) input as +ve 2050-51: 11.638; Gains in Water Available For Use / Savings in Demand under the selected programme (Ml/d) input as +ve 2051-52: 11.3336; Gains in Water Available For Use / Savings in Demand under the selected programme (Ml/d) input as +ve 2052-53: 10.5929; Gains in Water Available For Use / Savings in Demand under the selected programme (Ml/d) input as +ve 2053-54: 10.8739; Gains in Water Available For Use / Savings in Demand under the selected programme (Ml/d) input as +ve 2054-55: 10.2963; Gains in Water Available For Use / Savings in Demand under the selected programme (Ml/d) input as +ve 2055-56: 10.4719; Gains in Water Available For Use / Savings in Demand under the selected programme (Ml/d) input as +ve 2056-57: 9.2106; Gains in Water Available For Use / Savings in Demand under the selected programme (Ml/d) input as +ve 2057-58: 9.4293; Gains in Water Available For Use / Savings in Demand under the selected programme (Ml/d) input as +ve 2058-59: 8.8566; Gains in Water Available For Use / Savings in Demand under the selected programme (Ml/d) input as +ve 2059-60: 8.8489; Gains in Water Available For Use / Savings in Demand under the selected programme (Ml/d) input as +ve 2060-61: 8.3424; Gains in Water Available For Use / Savings in Demand under the selected programme (Ml/d) input as +ve 2061-62: 8.6944; Gains in Water Available For Use / Savings in Demand under the selected programme (Ml/d) input as +ve 2062-63: 7.6742; Gains in Water Available For Use / Savings in Demand under the selected programme (Ml/d) input as +ve 2063-64: 7.4808; Gains in Water Available For Use / Savings in Demand under the selected programme (Ml/d) input as +ve 2064-65: 7.5981; Gains in Water Available For Use / Savings in Demand under the selected programme (Ml/d) input as +ve 2065-66: 7.3326; Gains in Water Available For Use / Savings in Demand under the selected programme (Ml/d) input as +ve 2066-67: 7.3692; Gains in Water Available For Use / Savings in Demand under the selected programme (Ml/d) input as +ve 2067-68: 7.0799; Gains in Water Available For Use / Savings in Demand under the selected programme (Ml/d) input as +ve 2068-69: 6.7986; Gains in Water Available For Use / Savings in Demand under the selected programme (Ml/d) input as +ve 2069-70: 6.1754; Gains in Water Available For Use / Savings in Demand under the selected programme (Ml/d) input as +ve 2070-71: 5.7826; Gains in Water Available For Use / Savings in Demand under the selected programme (Ml/d) input as +ve 2071-72: 5.5479; Gains in Water Available For Use / Savings in Demand under the selected programme (Ml/d) input as +ve 2072-73: 5.2567; Gains in Water Available For Use / Savings in Demand under the selected programme (Ml/d) input as +ve 2073-74: 5.2225; Gains in Water Available For Use / Savings in Demand under the selected programme (Ml/d) input as +ve 2074-75: 5.11
52cA | Bulk import (HSE): PWC Source A to Eastleigh WSR Extension (30Ml/d) | SWS_pw2moor_extension | External potable bulk supply/transfer | Distribution Options | N | Alternative Plan 5 | PWSPRT | Ml/d | 2 | Gains in Water Available For Use / Savings in Demand under the selected programme (Ml/d) input as +ve 2029-30: -15; Gains in Water Available For Use / Savings in Demand under the selected programme (Ml/d) input as +ve 2030-31: -15; Gains in Water Available For Use / Savings in Demand under the selected programme (Ml/d) input as +ve 2031-32: -15; Gains in Water Available For Use / Savings in Demand under the selected programme (Ml/d) input as +ve 2032-33: -14.2443; Gains in Water Available For Use / Savings in Demand under the selected programme (Ml/d) input as +ve 2033-34: -12.2576; Gains in Water Available For Use / Savings in Demand under the selected programme (Ml/d) input as +ve 2034-35: -5.4853; Gains in Water Available For Use / Savings in Demand under the selected programme (Ml/d) input as +ve 2035-36: -9.3174; Gains in Water Available For Use / Savings in Demand under the selected programme (Ml/d) input as +ve 2036-37: -10.2011; Gains in Water Available For Use / Savings in Demand under the selected programme (Ml/d) input as +ve 2037-38: -11.515; Gains in Water Available For Use / Savings in Demand under the selected programme (Ml/d) input as +ve 2038-39: -13.1231; Gains in Water Available For Use / Savings in Demand under the selected programme (Ml/d) input as +ve 2039-40: -9.3197; Gains in Water Available For Use / Savings in Demand under the selected programme (Ml/d) input as +ve 2040-41: -10.6534; Gains in Water Available For Use / Savings in Demand under the selected programme (Ml/d) input as +ve 2041-42: -7.7204; Gains in Water Available For Use / Savings in Demand under the selected programme (Ml/d) input as +ve 2042-43: -9.1543; Gains in Water Available For Use / Savings in Demand under the selected programme (Ml/d) input as +ve 2043-44: -9.4803; Gains in Water Available For Use / Savings in Demand under the selected programme (Ml/d) input as +ve 2044-45: -9.8705; Gains in Water Available For Use / Savings in Demand under the selected programme (Ml/d) input as +ve 2045-46: -10.1591; Gains in Water Available For Use / Savings in Demand under the selected programme (Ml/d) input as +ve 2046-47: -10.7743; Gains in Water Available For Use / Savings in Demand under the selected programme (Ml/d) input as +ve 2047-48: -11.0513; Gains in Water Available For Use / Savings in Demand under the selected programme (Ml/d) input as +ve 2048-49: -11.1317; Gains in Water Available For Use / Savings in Demand under the selected programme (Ml/d) input as +ve 2049-50: -11.8266; Gains in Water Available For Use / Savings in Demand under the selected programme (Ml/d) input as +ve 2050-51: -11.638; Gains in Water Available For Use / Savings in Demand under the selected programme (Ml/d) input as +ve 2051-52: -11.3336; Gains in Water Available For Use / Savings in Demand under the selected programme (Ml/d) input as +ve 2052-53: -10.5929; Gains in Water Available For Use / Savings in Demand under the selected programme (Ml/d) input as +ve 2053-54: -10.8739; Gains in Water Available For Use / Savings in Demand under the selected programme (Ml/d) input as +ve 2054-55: -10.2963; Gains in Water Available For Use / Savings in Demand under the selected programme (Ml/d) input as +ve 2055-56: -10.4719; Gains in Water Available For Use / Savings in Demand under the selected programme (Ml/d) input as +ve 2056-57: -9.2106; Gains in Water Available For Use / Savings in Demand under the selected programme (Ml/d) input as +ve 2057-58: -9.4293; Gains in Water Available For Use / Savings in Demand under the selected programme (Ml/d) input as +ve 2058-59: -8.8566; Gains in Water Available For Use / Savings in Demand under the selected programme (Ml/d) input as +ve 2059-60: -8.8489; Gains in Water Available For Use / Savings in Demand under the selected programme (Ml/d) input as +ve 2060-61: -8.3424; Gains in Water Available For Use / Savings in Demand under the selected programme (Ml/d) input as +ve 2061-62: -8.6944; Gains in Water Available For Use / Savings in Demand under the selected programme (Ml/d) input as +ve 2062-63: -7.6742; Gains in Water Available For Use / Savings in Demand under the selected programme (Ml/d) input as +ve 2063-64: -7.4808; Gains in Water Available For Use / Savings in Demand under the selected programme (Ml/d) input as +ve 2064-65: -7.5981; Gains in Water Available For Use / Savings in Demand under the selected programme (Ml/d) input as +ve 2065-66: -7.3326; Gains in Water Available For Use / Savings in Demand under the selected programme (Ml/d) input as +ve 2066-67: -7.3692; Gains in Water Available For Use / Savings in Demand under the selected programme (Ml/d) input as +ve 2067-68: -7.0799; Gains in Water Available For Use / Savings in Demand under the selected programme (Ml/d) input as +ve 2068-69: -6.7986; Gains in Water Available For Use / Savings in Demand under the selected programme (Ml/d) input as +ve 2069-70: -6.1754; Gains in Water Available For Use / Savings in Demand under the selected programme (Ml/d) input as +ve 2070-71: -5.7826; Gains in Water Available For Use / Savings in Demand under the selected programme (Ml/d) input as +ve 2071-72: -5.5479; Gains in Water Available For Use / Savings in Demand under the selected programme (Ml/d) input as +ve 2072-73: -5.2567; Gains in Water Available For Use / Savings in Demand under the selected programme (Ml/d) input as +ve 2073-74: -5.2225; Gains in Water Available For Use / Savings in Demand under the selected programme (Ml/d) input as +ve 2074-75: -5.11
52cA | Bulk import (SNZ): PWC to Pulborough (15Ml/d) | SWS_pw2pul | External potable bulk supply/transfer | Distribution Options | N | Alternative Plan 5 | SWSSNT | Ml/d | 2 |  |  | 0 | 0 | 0 | 0 | 0 | 0 | 0 | 0 | 0 | 0 | 0 | 0 | 0 | 0 | 0 | 0 | 0 | 0 | 0 | 0 | 0 | 0 | 0 | 0 | 0 | 0 | 0 | 0 | 0 | 0 | 0 | 0 | 0 | 0 | 0 | 0 | 0 | 0 | 0 | 0 | 0 | 0 | 0 | 0 | 0 | 0 | 0 | 0 | 0 | 0 | 0 | 0 | 0 | 0
52cA | Bulk import (SNZ): PWC to Pulborough (15Ml/d) | SWS_pw2pul | External potable bulk supply/transfer | Distribution Options | N | Alternative Plan 5 | PWSPRT | Ml/d | 2 |  |  | 0 | 0 | 0 | 0 | 0 | 0 | 0 | 0 | 0 | 0 | 0 | 0 | 0 | 0 | 0 | 0 | 0 | 0 | 0 | 0 | 0 | 0 | 0 | 0 | 0 | 0 | 0 | 0 | 0 | 0 | 0 | 0 | 0 | 0 | 0 | 0 | 0 | 0 | 0 | 0 | 0 | 0 | 0 | 0 | 0 | 0 | 0 | 0 | 0 | 0 | 0 | 0 | 0 | 0
52cA | Bulk import (SNZ): PWC to Pulborough extension (15Ml/d) | SWS_pw2pul_extension | External potable bulk supply/transfer | Distribution Options | N | Alternative Plan 5 | PWSPRT | Ml/d | 2 | [7 empty] | -15 | -15 | -15 | -15 | -15 | -15 | -15 | -15 | -15 | -15 | -15 | -15 | -15 | -15 | -15 | -15 | -15 | -15 | -15 | -15 | -15 | -15 | -15 | -15 | -15 | -15 | -15 | -15 | -15 | -15 | -15 | -15 | -15 | -15 | -15 | -15 | -15 | -15 | -15 | -15 | -15 | -15 | -15 | -15 | -15 | -15 | -15 | -15 | -15
52cA | Bulk import (SNZ): PWC to Pulborough extension (15Ml/d) | SWS_pw2pul_extension | External potable bulk supply/transfer | Distribution Options | N | Alternative Plan 5 | SWSSNT | Ml/d | 2 | [7 empty] | 15 | 15 | 15 | 15 | 15 | 15 | 15 | 15 | 15 | 15 | 15 | 15 | 15 | 15 | 15 | 15 | 15 | 15 | 15 | 15 | 15 | 15 | 15 | 15 | 15 | 15 | 15 | 15 | 15 | 15 | 15 | 15 | 15 | 15 | 15 | 15 | 15 | 15 | 15 | 15 | 15 | 15 | 15 | 15 | 15 | 15 | 15 | 15 | 15
52cA | Bulk import (HSE): PWC Source A to Otterbourne WSW (21Ml/d) | SWS_pwcgm1 | External potable bulk supply/transfer | Distribution Options | N | Alternative Plan 5 | SWSHSE | Ml/d | 2 | Gains in Water Available For Use / Savings in Demand under the selected programme (Ml/d) input as +ve 2031-32: 21; Gains in Water Available For Use / Savings in Demand under the selected programme (Ml/d) input as +ve 2032-33: 21; Gains in Water Available For Use / Savings in Demand under the selected programme (Ml/d) input as +ve 2033-34: 21; Gains in Water Available For Use / Savings in Demand under the selected programme (Ml/d) input as +ve 2034-35: 21; Gains in Water Available For Use / Savings in Demand under the selected programme (Ml/d) input as +ve 2035-36: 21; Gains in Water Available For Use / Savings in Demand under the selected programme (Ml/d) input as +ve 2036-37: 21; Gains in Water Available For Use / Savings in Demand under the selected programme (Ml/d) input as +ve 2037-38: 21; Gains in Water Available For Use / Savings in Demand under the selected programme (Ml/d) input as +ve 2038-39: 21; Gains in Water Available For Use / Savings in Demand under the selected programme (Ml/d) input as +ve 2039-40: 21; Gains in Water Available For Use / Savings in Demand under the selected programme (Ml/d) input as +ve 2040-41: 21; Gains in Water Available For Use / Savings in Demand under the selected programme (Ml/d) input as +ve 2041-42: 21; Gains in Water Available For Use / Savings in Demand under the selected programme (Ml/d) input as +ve 2042-43: 21; Gains in Water Available For Use / Savings in Demand under the selected programme (Ml/d) input as +ve 2043-44: 21; Gains in Water Available For Use / Savings in Demand under the selected programme (Ml/d) input as +ve 2044-45: 21; Gains in Water Available For Use / Savings in Demand under the selected programme (Ml/d) input as +ve 2045-46: 21; Gains in Water Available For Use / Savings in Demand under the selected programme (Ml/d) input as +ve 2046-47: 21; Gains in Water Available For Use / Savings in Demand under the selected programme (Ml/d) input as +ve 2047-48: 21; Gains in Water Available For Use / Savings in Demand under the selected programme (Ml/d) input as +ve 2048-49: 21; Gains in Water Available For Use / Savings in Demand under the selected programme (Ml/d) input as +ve 2049-50: 21; Gains in Water Available For Use / Savings in Demand under the selected programme (Ml/d) input as +ve 2050-51: 21; Gains in Water Available For Use / Savings in Demand under the selected programme (Ml/d) input as +ve 2051-52: 21; Gains in Water Available For Use / Savings in Demand under the selected programme (Ml/d) input as +ve 2052-53: 21; Gains in Water Available For Use / Savings in Demand under the selected programme (Ml/d) input as +ve 2053-54: 21; Gains in Water Available For Use / Savings in Demand under the selected programme (Ml/d) input as +ve 2054-55: 21; Gains in Water Available For Use / Savings in Demand under the selected programme (Ml/d) input as +ve 2055-56: 21; Gains in Water Available For Use / Savings in Demand under the selected programme (Ml/d) input as +ve 2056-57: 21; Gains in Water Available For Use / Savings in Demand under the selected programme (Ml/d) input as +ve 2057-58: 21; Gains in Water Available For Use / Savings in Demand under the selected programme (Ml/d) input as +ve 2058-59: 21; Gains in Water Available For Use / Savings in Demand under the selected programme (Ml/d) input as +ve 2059-60: 21; Gains in Water Available For Use / Savings in Demand under the selected programme (Ml/d) input as +ve 2060-61: 21; Gains in Water Available For Use / Savings in Demand under the selected programme (Ml/d) input as +ve 2061-62: 21; Gains in Water Available For Use / Savings in Demand under the selected programme (Ml/d) input as +ve 2062-63: 21; Gains in Water Available For Use / Savings in Demand under the selected programme (Ml/d) input as +ve 2063-64: 21; Gains in Water Available For Use / Savings in Demand under the selected programme (Ml/d) input as +ve 2064-65: 21; Gains in Water Available For Use / Savings in Demand under the selected programme (Ml/d) input as +ve 2065-66: 21; Gains in Water Available For Use / Savings in Demand under the selected programme (Ml/d) input as +ve 2066-67: 21; Gains in Water Available For Use / Savings in Demand under the selected programme (Ml/d) input as +ve 2067-68: 21; Gains in Water Available For Use / Savings in Demand under the selected programme (Ml/d) input as +ve 2068-69: 21; Gains in Water Available For Use / Savings in Demand under the selected programme (Ml/d) input as +ve 2069-70: 21; Gains in Water Available For Use / Savings in Demand under the selected programme (Ml/d) input as +ve 2070-71: 21; Gains in Water Available For Use / Savings in Demand under the selected programme (Ml/d) input as +ve 2071-72: 21; Gains in Water Available For Use / Savings in Demand under the selected programme (Ml/d) input as +ve 2072-73: 21; Gains in Water Available For Use / Savings in Demand under the selected programme (Ml/d) input as +ve 2073-74: 21; Gains in Water Available For Use / Savings in Demand under the selected programme (Ml/d) input as +ve 2074-75: 21
52cA | Bulk import (HSE): PWC Source A to Otterbourne WSW (21Ml/d) | SWS_pwcgm1 | External potable bulk supply/transfer | Distribution Options | N | Alternative Plan 5 | PWSPRT | Ml/d | 2 | Gains in Water Available For Use / Savings in Demand under the selected programme (Ml/d) input as +ve 2031-32: -21; Gains in Water Available For Use / Savings in Demand under the selected programme (Ml/d) input as +ve 2032-33: -21; Gains in Water Available For Use / Savings in Demand under the selected programme (Ml/d) input as +ve 2033-34: -21; Gains in Water Available For Use / Savings in Demand under the selected programme (Ml/d) input as +ve 2034-35: -21; Gains in Water Available For Use / Savings in Demand under the selected programme (Ml/d) input as +ve 2035-36: -21; Gains in Water Available For Use / Savings in Demand under the selected programme (Ml/d) input as +ve 2036-37: -21; Gains in Water Available For Use / Savings in Demand under the selected programme (Ml/d) input as +ve 2037-38: -21; Gains in Water Available For Use / Savings in Demand under the selected programme (Ml/d) input as +ve 2038-39: -21; Gains in Water Available For Use / Savings in Demand under the selected programme (Ml/d) input as +ve 2039-40: -21; Gains in Water Available For Use / Savings in Demand under the selected programme (Ml/d) input as +ve 2040-41: -21; Gains in Water Available For Use / Savings in Demand under the selected programme (Ml/d) input as +ve 2041-42: -21; Gains in Water Available For Use / Savings in Demand under the selected programme (Ml/d) input as +ve 2042-43: -21; Gains in Water Available For Use / Savings in Demand under the selected programme (Ml/d) input as +ve 2043-44: -21; Gains in Water Available For Use / Savings in Demand under the selected programme (Ml/d) input as +ve 2044-45: -21; Gains in Water Available For Use / Savings in Demand under the selected programme (Ml/d) input as +ve 2045-46: -21; Gains in Water Available For Use / Savings in Demand under the selected programme (Ml/d) input as +ve 2046-47: -21; Gains in Water Available For Use / Savings in Demand under the selected programme (Ml/d) input as +ve 2047-48: -21; Gains in Water Available For Use / Savings in Demand under the selected programme (Ml/d) input as +ve 2048-49: -21; Gains in Water Available For Use / Savings in Demand under the selected programme (Ml/d) input as +ve 2049-50: -21; Gains in Water Available For Use / Savings in Demand under the selected programme (Ml/d) input as +ve 2050-51: -21; Gains in Water Available For Use / Savings in Demand under the selected programme (Ml/d) input as +ve 2051-52: -21; Gains in Water Available For Use / Savings in Demand under the selected programme (Ml/d) input as +ve 2052-53: -21; Gains in Water Available For Use / Savings in Demand under the selected programme (Ml/d) input as +ve 2053-54: -21; Gains in Water Available For Use / Savings in Demand under the selected programme (Ml/d) input as +ve 2054-55: -21; Gains in Water Available For Use / Savings in Demand under the selected programme (Ml/d) input as +ve 2055-56: -21; Gains in Water Available For Use / Savings in Demand under the selected programme (Ml/d) input as +ve 2056-57: -21; Gains in Water Available For Use / Savings in Demand under the selected programme (Ml/d) input as +ve 2057-58: -21; Gains in Water Available For Use / Savings in Demand under the selected programme (Ml/d) input as +ve 2058-59: -21; Gains in Water Available For Use / Savings in Demand under the selected programme (Ml/d) input as +ve 2059-60: -21; Gains in Water Available For Use / Savings in Demand under the selected programme (Ml/d) input as +ve 2060-61: -21; Gains in Water Available For Use / Savings in Demand under the selected programme (Ml/d) input as +ve 2061-62: -21; Gains in Water Available For Use / Savings in Demand under the selected programme (Ml/d) input as +ve 2062-63: -21; Gains in Water Available For Use / Savings in Demand under the selected programme (Ml/d) input as +ve 2063-64: -21; Gains in Water Available For Use / Savings in Demand under the selected programme (Ml/d) input as +ve 2064-65: -21; Gains in Water Available For Use / Savings in Demand under the selected programme (Ml/d) input as +ve 2065-66: -21; Gains in Water Available For Use / Savings in Demand under the selected programme (Ml/d) input as +ve 2066-67: -21; Gains in Water Available For Use / Savings in Demand under the selected programme (Ml/d) input as +ve 2067-68: -21; Gains in Water Available For Use / Savings in Demand under the selected programme (Ml/d) input as +ve 2068-69: -21; Gains in Water Available For Use / Savings in Demand under the selected programme (Ml/d) input as +ve 2069-70: -21; Gains in Water Available For Use / Savings in Demand under the selected programme (Ml/d) input as +ve 2070-71: -21; Gains in Water Available For Use / Savings in Demand under the selected programme (Ml/d) input as +ve 2071-72: -21; Gains in Water Available For Use / Savings in Demand under the selected programme (Ml/d) input as +ve 2072-73: -21; Gains in Water Available For Use / Savings in Demand under the selected programme (Ml/d) input as +ve 2073-74: -21; Gains in Water Available For Use / Savings in Demand under the selected programme (Ml/d) input as +ve 2074-75: -21
52dA | Resilience change from 1 in 500 to 1 in 200 for PWSPRT | PRT_PRT_200_los resilience | Change in levels of service | Customer Options | N | Alternative Plan 6 | PWSPRT | Ml/d | 2 | Gains in Water Available For Use / Savings in Demand under the selected programme (Ml/d) input as +ve 2021-22: 8.731; Gains in Water Available For Use / Savings in Demand under the selected programme (Ml/d) input as +ve 2022-23: 8.7139; Gains in Water Available For Use / Savings in Demand under the selected programme (Ml/d) input as +ve 2023-24: 8.6968; Gains in Water Available For Use / Savings in Demand under the selected programme (Ml/d) input as +ve 2024-25: 8.6796; Gains in Water Available For Use / Savings in Demand under the selected programme (Ml/d) input as +ve 2025-26: 8.6625; Gains in Water Available For Use / Savings in Demand under the selected programme (Ml/d) input as +ve 2026-27: 8.6454; Gains in Water Available For Use / Savings in Demand under the selected programme (Ml/d) input as +ve 2027-28: 8.6282; Gains in Water Available For Use / Savings in Demand under the selected programme (Ml/d) input as +ve 2028-29: 8.6111; Gains in Water Available For Use / Savings in Demand under the selected programme (Ml/d) input as +ve 2029-30: 8.594; Gains in Water Available For Use / Savings in Demand under the selected programme (Ml/d) input as +ve 2030-31: 8.5769; Gains in Water Available For Use / Savings in Demand under the selected programme (Ml/d) input as +ve 2031-32: 8.5597; Gains in Water Available For Use / Savings in Demand under the selected programme (Ml/d) input as +ve 2032-33: 8.5426; Gains in Water Available For Use / Savings in Demand under the selected programme (Ml/d) input as +ve 2033-34: 8.5255; Gains in Water Available For Use / Savings in Demand under the selected programme (Ml/d) input as +ve 2034-35: 8.5084; Gains in Water Available For Use / Savings in Demand under the selected programme (Ml/d) input as +ve 2035-36: 8.4913; Gains in Water Available For Use / Savings in Demand under the selected programme (Ml/d) input as +ve 2036-37: 8.4741; Gains in Water Available For Use / Savings in Demand under the selected programme (Ml/d) input as +ve 2037-38: 8.457; Gains in Water Available For Use / Savings in Demand under the selected programme (Ml/d) input as +ve 2038-39: 8.4399
52dA | AMI / Smart metering - Infrastructure - Company - High+ | PRT_PRT_EF-CRE_ALL_ALL_ami_infra high+ | Other water efficiency | Customer Options | N | Alternative Plan 6 | PWSPRT | Ml/d | 2 | [6 empty] | 0 | 0 | 0 | 0 | 0 | 0 | 0 | 0 | 0 | 0 | 0 | 0 | 0 | 0 | 0 | 0 | 0 | 0 | 0 | 0 | 0 | 0 | 0 | 0 | 0 | 0 | 0 | 0 | 0 | 0 | 0 | 0 | 0 | 0 | 0 | 0 | 0 | 0 | 0 | 0 | 0 | 0 | 0 | 0 | 0 | 0 | 0 | 0 | 0 | 0
52dA | AMI / Smart metering - Household - Company - High+ | PRT_PRT_EF-CRE_ALL_ALL_ami_smrt_m_hh high+ | Metering other selective | Customer Options | N | Alternative Plan 6 | PWSPRT | Ml/d | 2 | [6 empty] | 0 | 0.0223 | 0.1907 | 0.4771 | 0.8777 | 1.3454 | 1.7949 | 2.2715 | 3.2607 | 3.4032 | 3.4032 | 3.4032 | 3.4032 | 3.4032 | 3.4032 | 3.4032 | 3.4032 | 3.4032 | 3.4032 | 3.4032 | 3.4032 | 3.4032 | 3.4032 | 3.4032 | 3.4032 | 3.4032 | 3.4032 | 3.4032 | 3.4032 | 3.4032 | 3.4032 | 3.4032 | 3.4032 | 3.4032 | 3.4032 | 3.4032 | 3.4032 | 3.4032 | 3.4032 | 3.4032 | 3.4032 | 3.4032 | 3.4032 | 3.4032 | 3.4032 | 3.4032 | 3.4032 | 3.4032 | 3.4032 | 3.4032
52dA | AMI / Smart metering - Non-Household - Company - High+ | PRT_PRT_EF-CRE_ALL_ALL_ami_smrt_m_nhh high+ | Metering other selective | Customer Options | N | Alternative Plan 6 | PWSPRT | Ml/d | 2 | [6 empty] | 0.374 | 1.4961 | 2.5086 | 2.9729 | 3.424 | 3.4936 | 3.5632 | 3.6327 | 3.6771 | 3.6771 | 3.6771 | 3.6771 | 3.6771 | 3.6771 | 3.6771 | 3.6771 | 3.6771 | 3.6771 | 3.6771 | 3.6771 | 3.6771 | 3.6771 | 3.6771 | 3.6771 | 3.6771 | 3.6771 | 3.6771 | 3.6771 | 3.6771 | 3.6771 | 3.6771 | 3.6771 | 3.6771 | 3.6771 | 3.6771 | 3.6771 | 3.6771 | 3.6771 | 3.6771 | 3.6771 | 3.6771 | 3.6771 | 3.6771 | 3.6771 | 3.6771 | 3.6771 | 3.6771 | 3.6771 | 3.6771 | 3.6771
52dA | Compulsory metering – Household - Company - High+ | PRT_PRT_EF-CRE_ALL_ALL_comp metering high+ | Metering compulsory | Customer Options | N | Alternative Plan 6 | PWSPRT | Ml/d | 2 | [6 empty] | 0 | 0.1041 | 0.8888 | 2.2231 | 4.0895 | 6.2682 | 8.3622 | 9.9894 | 9.9894 | 9.9894 | 9.9894 | 9.9894 | 9.9894 | 9.9894 | 9.9894 | 9.9894 | 9.9894 | 9.9894 | 9.9894 | 9.9894 | 9.9894 | 9.9894 | 9.9894 | 9.9894 | 9.9894 | 9.9894 | 9.9894 | 9.9894 | 9.9894 | 9.9894 | 9.9894 | 9.9894 | 9.9894 | 9.9894 | 9.9894 | 9.9894 | 9.9894 | 9.9894 | 9.9894 | 9.9894 | 9.9894 | 9.9894 | 9.9894 | 9.9894 | 9.9894 | 9.9894 | 9.9894 | 9.9894 | 9.9894 | 9.9894
52dA | Pressure control device - Company - High+ | PRT_PRT_EF-CRE_ALL_ALL_hh_pressure high+ | Retrofitting indoor water efficiency devices | Customer Options | N | Alternative Plan 6 | PWSPRT | Ml/d | 2 | [6 empty] | 0.0015 | 0.0031 | 0.0047 | 0.0063 | 0.008 | 0.0271 | 0.0463 | 0.0655 | 0.0847 | 0.104 | 0.152 | 0.152 | 0.152 | 0.152 | 0.152 | 0.344 | 0.344 | 0.344 | 0.344 | 0.344 | 0.344 | 0.344 | 0.344 | 0.344 | 0.344 | 0.344 | 0.344 | 0.344 | 0.344 | 0.344 | 0.344 | 0.344 | 0.344 | 0.344 | 0.344 | 0.344 | 0.344 | 0.344 | 0.344 | 0.344 | 0.344 | 0.344 | 0.344 | 0.344 | 0.344 | 0.344 | 0.344 | 0.344 | 0.344 | 0.344
52dA | Optant metering - Company - High+ | PRT_PRT_EF-CRE_ALL_ALL_optant_meter high+ | Metering optants | Customer Options | N | Alternative Plan 6 | PWSPRT | Ml/d | 2 | [6 empty] | 0.0313 | 0.0563 | 0.0763 | 0.0923 | 0.1051 | 0.1153 | 0.1235 | 0.1235 | 0.1235 | 0.1235 | 0.1235 | 0.1235 | 0.1235 | 0.1235 | 0.1235 | 0.1235 | 0.1235 | 0.1235 | 0.1235 | 0.1235 | 0.1235 | 0.1235 | 0.1235 | 0.1235 | 0.1235 | 0.1235 | 0.1235 | 0.1235 | 0.1235 | 0.1235 | 0.1235 | 0.1235 | 0.1235 | 0.1235 | 0.1235 | 0.1235 | 0.1235 | 0.1235 | 0.1235 | 0.1235 | 0.1235 | 0.1235 | 0.1235 | 0.1235 | 0.1235 | 0.1235 | 0.1235 | 0.1235 | 0.1235 | 0.1235
52dA | Government-led Demand Reduction - Profile C+ (Portsmouth Water) | PRT_PRT_EF-LKR_ALL_ALL_dmp prt gov c+2 | Other water efficiency | Customer Options | N | Alternative Plan 6 | PWSPRT | Ml/d | 2 | [6 empty] | 0.30422 | 0.61533 | 0.9344 | 1.2609 | 1.5953 | 2.2574 | 2.9331 | 3.6194 | 4.3096 | 5.4281 | 6.9392 | 8.467 | 10.0076 | 11.5568 | 13.1111 | 14.323 | 15.5451 | 16.7866 | 18.049 | 19.3345 | 20.2494 | 21.1692 | 22.1057 | 23.0656 | 24.0457 | 24.2345 | 24.27 | 24.3038 | 24.3359 | 24.3663 | 24.3946 | 24.42 | 24.4461 | 24.474 | 24.5027 | 24.53 | 24.5575 | 24.5853 | 24.6126 | 24.6378 | 24.6621 | 24.6857 | 24.7109 | 24.7373 | 24.7643 | 24.7923 | 24.8197 | 24.8484 | 24.8772 | 24.9071
52cA | Leakage reduction - Active Leakage Control - Company - High+ | PRT_PRT_EF-LKR_ALL_ALL_leakage_alc high+ | Active leakage management | Distribution Options | N | Alternative Plan 6 | PWSPRT | Ml/d | 2 | [6 empty] | 1.9954 | 1.5687 | 1.662 | 2.2518 | 2.3699 | 2.4414 | 2.3459 | 2.2542 | 2.066 | 2.214 | 2.5126 | 2.8613 | 3.21 | 3.5587 | 3.8674 | 3.9274 | 3.9974 | 4.0674 | 4.1274 | 4.1974 | 4.2674 | 4.3374 | 4.3974 | 4.4574 | 4.5274 | 4.5974 | 4.6574 | 4.7174 | 4.7874 | 4.8474 | 4.9074 | 4.9674 | 5.0474 | 5.1174 | 5.1874 | 5.2674 | 5.3374 | 5.4074 | 5.4874 | 5.5574 | 5.6274 | 5.6974 | 5.7674 | 5.8374 | 5.9074 | 5.9774 | 6.0474 | 6.1174 | 6.1874 | 6.2574
52cA | Leakage reduction - Customer engagement / education / incentives - Non-Household - Company - High+ | PRT_PRT_EF-LKR_ALL_ALL_leakage_custen high+ | Other leakage control | Distribution Options | N | Alternative Plan 6 | PWSPRT | Ml/d | 2 | [6 empty] | 0 | 0 | 0 | 0 | 0 | 0.0126 | 0.0252 | 0.0378 | 0.0504 | 0.063 | 0.0756 | 0.0882 | 0.1008 | 0.1134 | 0.126 | 0.1386 | 0.1512 | 0.1638 | 0.1764 | 0.189 | 0.2016 | 0.2142 | 0.2268 | 0.2394 | 0.252 | 0.2646 | 0.2772 | 0.2898 | 0.3 | 0.3 | 0.3 | 0.3 | 0.3 | 0.3 | 0.3 | 0.3 | 0.3 | 0.3 | 0.3 | 0.3 | 0.3 | 0.3 | 0.3 | 0.3 | 0.3 | 0.3 | 0.3 | 0.3 | 0.3 | 0.3
52dA | Household audit - Company - High+ | PRT_PRT_EF-WEF_ALL_ALL_audit_hh high+ | Household water audit | Customer Options | N | Alternative Plan 6 | PWSPRT | Ml/d | 2 | [6 empty] | 0.085 | 0.17 | 0.255 | 0.3314 | 0.3994 | 0.459 | 0.51 | 0.5524 | 0.5864 | 0.5881 | 0.5898 | 0.5915 | 0.5932 | 0.595 | 0.5966 | 0.5983 | 0.6 | 0.6017 | 0.6034 | 0.6051 | 0.6068 | 0.6085 | 0.6102 | 0.612 | 0.6136 | 0.6153 | 0.617 | 0.6187 | 0.6204 | 0.6221 | 0.6238 | 0.6255 | 0.6272 | 0.629 | 0.6306 | 0.6323 | 0.634 | 0.6357 | 0.6374 | 0.6391 | 0.6408 | 0.6425 | 0.6442 | 0.646 | 0.6476 | 0.6493 | 0.651 | 0.6527 | 0.6544 | 0.6561
52dA | Non-household audit - Company - High+ | PRT_PRT_EF-WEF_ALL_ALL_audit_nhh high+ | Non-household water audit | Customer Options | N | Alternative Plan 6 | PWSPRT | Ml/d | 2 | [6 empty] | 0.0027 | 0.0054 | 0.0082 | 0.0109 | 0.0137 | 0.0164 | 0.0191 | 0.0219 | 0.0246 | 0.0274 | 0.0301 | 0.0301 | 0.0301 | 0.0301 | 0.0301 | 0.0301 | 0.0301 | 0.0301 | 0.0301 | 0.0301 | 0.0301 | 0.0301 | 0.0301 | 0.0301 | 0.0301 | 0.0301 | 0.0301 | 0.0301 | 0.0301 | 0.0301 | 0.0301 | 0.0301 | 0.0301 | 0.0301 | 0.0301 | 0.0301 | 0.0301 | 0.0301 | 0.0301 | 0.0301 | 0.0301 | 0.0301 | 0.0301 | 0.0301 | 0.0301 | 0.0301 | 0.0301 | 0.0301 | 0.0301 | 0.0301
52dA | Awareness campaign: community - Company - High+ | PRT_PRT_EF-WEF_ALL_ALL_awareness high+ | Retrofitting indoor water efficiency devices | Customer Options | N | Alternative Plan 6 | PWSPRT | Ml/d | 2 | [6 empty] | 0.2887 | 0.5775 | 0.8663 | 1.1551 | 1.444 | 1.7327 | 2.0215 | 2.3103 | 2.5991 | 2.888 | 2.902 | 2.916 | 2.903 | 2.945 | 2.959 | 2.974 | 2.988 | 3.003 | 3.017 | 3.031 | 3.046 | 3.06 | 3.0751 | 3.0896 | 3.104 | 3.1185 | 3.133 | 3.1473 | 3.1617 | 3.1762 | 3.1906 | 3.2051 | 3.2195 | 3.234 | 3.2484 | 3.2628 | 3.2773 | 3.2197 | 3.3061 | 3.3206 | 3.335 | 3.3495 | 3.364 | 3.3783 | 3.3928 | 3.4072 | 3.4217 | 3.4361 | 3.4505 | 3.465
52dA | Multi- channel proactive coms - Company - High+ | PRT_PRT_EF-WEF_ALL_ALL_comms high+ | Retrofitting indoor water efficiency devices | Customer Options | N | Alternative Plan 6 | PWSPRT | Ml/d | 2 | [6 empty] | 0.0604 | 0.1208 | 0.1813 | 0.2418 | 0.3023 | 0.3627 | 0.4233 | 0.4837 | 0.5442 | 0.6047 | 0.6652 | 0.7256 | 0.7256 | 0.7256 | 0.7256 | 0.7256 | 0.7256 | 0.7256 | 0.7256 | 0.7256 | 0.7256 | 0.7256 | 0.7256 | 0.7256 | 0.7256 | 0.7256 | 0.7256 | 0.7256 | 0.7256 | 0.7256 | 0.7256 | 0.7256 | 0.7256 | 0.7256 | 0.7256 | 0.7256 | 0.7256 | 0.7256 | 0.7256 | 0.7256 | 0.7256 | 0.7256 | 0.7256 | 0.7256 | 0.7256 | 0.7256 | 0.7256 | 0.7256 | 0.7256 | 0.7256
52dA | Education programme - Company - High+ | PRT_PRT_EF-WEF_ALL_ALL_education high+ | Household water audit | Customer Options | N | Alternative Plan 6 | PWSPRT | Ml/d | 2 | [6 empty] | 0.0113 | 0.0226 | 0.034 | 0.0453 | 0.0566 | 0.068 | 0.0793 | 0.0906 | 0.102 | 0.1133 | 0.1246 | 0.136 | 0.1473 | 0.1577 | 0.17 | 0.1813 | 0.1927 | 0.2041 | 0.2145 | 0.2267 | 0.2381 | 0.2494 | 0.2607 | 0.2721 | 0.2834 | 0.2834 | 0.2834 | 0.2834 | 0.2834 | 0.2834 | 0.2834 | 0.2834 | 0.2834 | 0.2834 | 0.2834 | 0.2834 | 0.2834 | 0.2834 | 0.2834 | 0.2834 | 0.2834 | 0.2834 | 0.2834 | 0.2834 | 0.2834 | 0.2834 | 0.2834 | 0.2834 | 0.2834 | 0.2834
52dA | Retrofit Gadgets - Company - High+ | PRT_PRT_EF-WEF_ALL_ALL_gadgets high+ | Retrofitting indoor water efficiency devices | Customer Options | N | Alternative Plan 6 | PWSPRT | Ml/d | 2 | [6 empty] | 0.0025 | 0.0052 | 0.0078 | 0.0105 | 0.0131 | 0.0157 | 0.0184 | 0.0211 | 0.0236 | 0.0263 | 0.029 | 0.0316 | 0.0342 | 0.0368 | 0.0395 | 0.0422 | 0.0447 | 0.0474 | 0.0501 | 0.0527 | 0.0553 | 0.058 | 0.0606 | 0.0633 | 0.066 | 0.0527 | 0.0553 | 0.058 | 0.0606 | 0.0633 | 0.066 | 0.0685 | 0.0712 | 0.0738 | 0.0765 | 0.0791 | 0.0817 | 0.0844 | 0.0871 | 0.0896 | 0.0923 | 0.095 | 0.0976 | 0.1002 | 0.1028 | 0.1055 | 0.1082 | 0.1107 | 0.1134 | 0.1161
52dA | Introduce innovative tariffs - Company - High+ | PRT_PRT_EF-WEF_ALL_ALL_innovative tariffs high+ | Retrofitting indoor water efficiency devices | Customer Options | N | Alternative Plan 6 | PWSPRT | Ml/d | 2 | [6 empty] | 0 | 0 | 0 | 0 | 0 | 0 | 0 | 0 | 0 | 0 | 2.0133 | 2.0313 | 2.0485 | 2.0645 | 2.0794 | 2.0943 | 2.1091 | 2.1238 | 2.1385 | 2.153 | 2.1675 | 2.1819 | 2.1962 | 2.2104 | 2.2245 | 2.2386 | 2.2455 | 2.2519 | 2.2581 | 2.2641 | 2.2703 | 2.2764 | 2.2825 | 2.2884 | 2.2942 | 2.3001 | 2.3063 | 2.3125 | 2.319 | 2.3256 | 2.3325 | 2.3397 | 2.3468 | 2.3538 | 2.3609 | 2.3677 | 2.3746 | 2.3814 | 2.3882 | 2.3949
52dA | Leak Alarm - Company - High+ | PRT_PRT_EF-WEF_ALL_ALL_leak_alarm high+ | Retrofitting indoor water efficiency devices | Customer Options | N | Alternative Plan 6 | PWSPRT | Ml/d | 2 | [6 empty] | 0.015 | 0.03 | 0.045 | 0.06 | 0.075 | 0.075 | 0.075 | 0.075 | 0.075 | 0.075 | 0.075 | 0.075 | 0.075 | 0.075 | 0.075 | 0.075 | 0.075 | 0.075 | 0.075 | 0.075 | 0.075 | 0.075 | 0.075 | 0.075 | 0.075 | 0.075 | 0.075 | 0.075 | 0.075 | 0.075 | 0.075 | 0.075 | 0.075 | 0.075 | 0.075 | 0.075 | 0.075 | 0.075 | 0.075 | 0.075 | 0.075 | 0.075 | 0.075 | 0.075 | 0.075 | 0.075 | 0.075 | 0.075 | 0.075 | 0.075
52dA | Metering CSL - Company - High+ | PRT_PRT_EF-WEF_ALL_ALL_meter csl high+ | Supply pipe repairs / replacement | Customer Options | N | Alternative Plan 6 | PWSPRT | Ml/d | 2 | [6 empty] | 0 | 0.0875 | 0.7475 | 1.8696 | 3.4393 | 5.2717 | 7.0328 | 8.571 | 9.8887 | 10.0786 | 10.0786 | 10.0786 | 10.0786 | 10.0786 | 10.0786 | 10.0786 | 10.0786 | 10.0786 | 10.0786 | 10.0786 | 10.0786 | 10.0786 | 10.0786 | 10.0786 | 10.0786 | 10.0786 | 10.0786 | 10.0786 | 10.0786 | 10.0786 | 10.0786 | 10.0786 | 10.0786 | 10.0786 | 10.0786 | 10.0786 | 10.0786 | 10.0786 | 10.0786 | 10.0786 | 10.0786 | 10.0786 | 10.0786 | 10.0786 | 10.0786 | 10.0786 | 10.0786 | 10.0786 | 10.0786 | 10.0786
52dA | Community Reward (Waterfit platform) - Company - High+ | PRT_PRT_EF-WEF_ALL_ALL_reduce_consump high+ | Retrofitting indoor water efficiency devices | Customer Options | N | Alternative Plan 6 | PWSPRT | Ml/d | 2 | [6 empty] | 0.044 | 0.088 | 0.132 | 0.176 | 0.22 | 0.264 | 0.308 | 0.352 | 0.396 | 0.44 | 0.484 | 0.528 | 0.572 | 0.616 | 0.66 | 0.704 | 0.748 | 0.792 | 0.836 | 0.88 | 0.924 | 0.968 | 1.012 | 1.056 | 1.1 | 1.1 | 1.1 | 1.1 | 1.1 | 1.1 | 1.1 | 1.1 | 1.1 | 1.1 | 1.1 | 1.1 | 1.1 | 1.1 | 1.1 | 1.1 | 1.1 | 1.1 | 1.1 | 1.1 | 1.1 | 1.1 | 1.1 | 1.1 | 1.1 | 1.1
52dA | Vulnerability - Company - High+ | PRT_PRT_EF-WEF_ALL_ALL_vulnerability high+ | Retrofitting indoor water efficiency devices | Customer Options | N | Alternative Plan 6 | PWSPRT | Ml/d | 2 | [6 empty] | 0.0001 | 0.0003 | 0.0004 | 0.0006 | 0.0008 | 0.001 | 0.0012 | 0.0013 | 0.0015 | 0.0017 | 0.0018 | 0.0021 | 0.0023 | 0.0024 | 0.0026 | 0.0027 | 0.003 | 0.0032 | 0.0033 | 0.0035 | 0.0037 | 0.0038 | 0.0041 | 0.0042 | 0.0044 | 0.0044 | 0.0044 | 0.0044 | 0.0044 | 0.0044 | 0.0044 | 0.0044 | 0.0044 | 0.0044 | 0.0044 | 0.0044 | 0.0044 | 0.0044 | 0.0044 | 0.0044 | 0.0044 | 0.0044 | 0.0044 | 0.0044 | 0.0044 | 0.0044 | 0.0044 | 0.0044 | 0.0044 | 0.0044
52cA | Upgrade Source O Booster to 25Mld | PRT_PRT_HI-ROC_ALL_ALL_Source O booster | Trunk mains renewal/new | Distribution Options | N | Alternative Plan 6 | PWSPRT | Ml/d | 2 | Gains in Water Available For Use / Savings in Demand under the selected programme (Ml/d) input as +ve 2033-34: 4.1; Gains in Water Available For Use / Savings in Demand under the selected programme (Ml/d) input as +ve 2034-35: 4.1; Gains in Water Available For Use / Savings in Demand under the selected programme (Ml/d) input as +ve 2035-36: 4.1; Gains in Water Available For Use / Savings in Demand under the selected programme (Ml/d) input as +ve 2036-37: 4.1; Gains in Water Available For Use / Savings in Demand under the selected programme (Ml/d) input as +ve 2037-38: 4.1; Gains in Water Available For Use / Savings in Demand under the selected programme (Ml/d) input as +ve 2038-39: 4.1; Gains in Water Available For Use / Savings in Demand under the selected programme (Ml/d) input as +ve 2039-40: 4.1; Gains in Water Available For Use / Savings in Demand under the selected programme (Ml/d) input as +ve 2040-41: 4.1; Gains in Water Available For Use / Savings in Demand under the selected programme (Ml/d) input as +ve 2041-42: 4.1; Gains in Water Available For Use / Savings in Demand under the selected programme (Ml/d) input as +ve 2042-43: 4.1; Gains in Water Available For Use / Savings in Demand under the selected programme (Ml/d) input as +ve 2043-44: 4.1; Gains in Water Available For Use / Savings in Demand under the selected programme (Ml/d) input as +ve 2044-45: 4.1; Gains in Water Available For Use / Savings in Demand under the selected programme (Ml/d) input as +ve 2045-46: 4.1; Gains in Water Available For Use / Savings in Demand under the selected programme (Ml/d) input as +ve 2046-47: 4.1; Gains in Water Available For Use / Savings in Demand under the selected programme (Ml/d) input as +ve 2047-48: 4.1; Gains in Water Available For Use / Savings in Demand under the selected programme (Ml/d) input as +ve 2048-49: 4.1; Gains in Water Available For Use / Savings in Demand under the selected programme (Ml/d) input as +ve 2049-50: 4.1; Gains in Water Available For Use / Savings in Demand under the selected programme (Ml/d) input as +ve 2050-51: 4.1; Gains in Water Available For Use / Savings in Demand under the selected programme (Ml/d) input as +ve 2051-52: 4.1; Gains in Water Available For Use / Savings in Demand under the selected programme (Ml/d) input as +ve 2052-53: 4.1; Gains in Water Available For Use / Savings in Demand under the selected programme (Ml/d) input as +ve 2053-54: 4.1; Gains in Water Available For Use / Savings in Demand under the selected programme (Ml/d) input as +ve 2054-55: 4.1; Gains in Water Available For Use / Savings in Demand under the selected programme (Ml/d) input as +ve 2055-56: 4.1; Gains in Water Available For Use / Savings in Demand under the selected programme (Ml/d) input as +ve 2056-57: 4.1; Gains in Water Available For Use / Savings in Demand under the selected programme (Ml/d) input as +ve 2057-58: 4.1; Gains in Water Available For Use / Savings in Demand under the selected programme (Ml/d) input as +ve 2058-59: 4.1; Gains in Water Available For Use / Savings in Demand under the selected programme (Ml/d) input as +ve 2059-60: 4.1; Gains in Water Available For Use / Savings in Demand under the selected programme (Ml/d) input as +ve 2060-61: 4.1; Gains in Water Available For Use / Savings in Demand under the selected programme (Ml/d) input as +ve 2061-62: 4.1; Gains in Water Available For Use / Savings in Demand under the selected programme (Ml/d) input as +ve 2062-63: 4.1; Gains in Water Available For Use / Savings in Demand under the selected programme (Ml/d) input as +ve 2063-64: 4.1; Gains in Water Available For Use / Savings in Demand under the selected programme (Ml/d) input as +ve 2064-65: 4.1; Gains in Water Available For Use / Savings in Demand under the selected programme (Ml/d) input as +ve 2065-66: 4.1; Gains in Water Available For Use / Savings in Demand under the selected programme (Ml/d) input as +ve 2066-67: 4.1; Gains in Water Available For Use / Savings in Demand under the selected programme (Ml/d) input as +ve 2067-68: 4.1; Gains in Water Available For Use / Savings in Demand under the selected programme (Ml/d) input as +ve 2068-69: 4.1; Gains in Water Available For Use / Savings in Demand under the selected programme (Ml/d) input as +ve 2069-70: 4.1; Gains in Water Available For Use / Savings in Demand under the selected programme (Ml/d) input as +ve 2070-71: 4.1; Gains in Water Available For Use / Savings in Demand under the selected programme (Ml/d) input as +ve 2071-72: 4.1; Gains in Water Available For Use / Savings in Demand under the selected programme (Ml/d) input as +ve 2072-73: 4.1; Gains in Water Available For Use / Savings in Demand under the selected programme (Ml/d) input as +ve 2073-74: 4.1; Gains in Water Available For Use / Savings in Demand under the selected programme (Ml/d) input as +ve 2074-75: 4.1
52cA | HT 20 Ml/d to Reservoir B via Works A: Phase 1 10Ml/d WTW | PRT_PRT_HI-ROC_NET_ALL_Works A to Reservoir B 20_p1 | Trunk mains renewal/new | Distribution Options | N | Alternative Plan 6 | PWSPRT | Ml/d | 2 | Gains in Water Available For Use / Savings in Demand under the selected programme (Ml/d) input as +ve 2039-40: 0; Gains in Water Available For Use / Savings in Demand under the selected programme (Ml/d) input as +ve 2040-41: 0; Gains in Water Available For Use / Savings in Demand under the selected programme (Ml/d) input as +ve 2041-42: 0; Gains in Water Available For Use / Savings in Demand under the selected programme (Ml/d) input as +ve 2042-43: 0; Gains in Water Available For Use / Savings in Demand under the selected programme (Ml/d) input as +ve 2043-44: 0; Gains in Water Available For Use / Savings in Demand under the selected programme (Ml/d) input as +ve 2044-45: 0; Gains in Water Available For Use / Savings in Demand under the selected programme (Ml/d) input as +ve 2045-46: 0; Gains in Water Available For Use / Savings in Demand under the selected programme (Ml/d) input as +ve 2046-47: 0; Gains in Water Available For Use / Savings in Demand under the selected programme (Ml/d) input as +ve 2047-48: 0; Gains in Water Available For Use / Savings in Demand under the selected programme (Ml/d) input as +ve 2048-49: 0; Gains in Water Available For Use / Savings in Demand under the selected programme (Ml/d) input as +ve 2049-50: 0; Gains in Water Available For Use / Savings in Demand under the selected programme (Ml/d) input as +ve 2050-51: 0; Gains in Water Available For Use / Savings in Demand under the selected programme (Ml/d) input as +ve 2051-52: 0; Gains in Water Available For Use / Savings in Demand under the selected programme (Ml/d) input as +ve 2052-53: 0; Gains in Water Available For Use / Savings in Demand under the selected programme (Ml/d) input as +ve 2053-54: 0; Gains in Water Available For Use / Savings in Demand under the selected programme (Ml/d) input as +ve 2054-55: 0; Gains in Water Available For Use / Savings in Demand under the selected programme (Ml/d) input as +ve 2055-56: 0; Gains in Water Available For Use / Savings in Demand under the selected programme (Ml/d) input as +ve 2056-57: 0; Gains in Water Available For Use / Savings in Demand under the selected programme (Ml/d) input as +ve 2057-58: 0; Gains in Water Available For Use / Savings in Demand under the selected programme (Ml/d) input as +ve 2058-59: 0; Gains in Water Available For Use / Savings in Demand under the selected programme (Ml/d) input as +ve 2059-60: 0; Gains in Water Available For Use / Savings in Demand under the selected programme (Ml/d) input as +ve 2060-61: 0; Gains in Water Available For Use / Savings in Demand under the selected programme (Ml/d) input as +ve 2061-62: 0; Gains in Water Available For Use / Savings in Demand under the selected programme (Ml/d) input as +ve 2062-63: 0; Gains in Water Available For Use / Savings in Demand under the selected programme (Ml/d) input as +ve 2063-64: 0; Gains in Water Available For Use / Savings in Demand under the selected programme (Ml/d) input as +ve 2064-65: 0; Gains in Water Available For Use / Savings in Demand under the selected programme (Ml/d) input as +ve 2065-66: 0; Gains in Water Available For Use / Savings in Demand under the selected programme (Ml/d) input as +ve 2066-67: 0; Gains in Water Available For Use / Savings in Demand under the selected programme (Ml/d) input as +ve 2067-68: 0; Gains in Water Available For Use / Savings in Demand under the selected programme (Ml/d) input as +ve 2068-69: 0; Gains in Water Available For Use / Savings in Demand under the selected programme (Ml/d) input as +ve 2069-70: 0; Gains in Water Available For Use / Savings in Demand under the selected programme (Ml/d) input as +ve 2070-71: 0; Gains in Water Available For Use / Savings in Demand under the selected programme (Ml/d) input as +ve 2071-72: 0; Gains in Water Available For Use / Savings in Demand under the selected programme (Ml/d) input as +ve 2072-73: 0; Gains in Water Available For Use / Savings in Demand under the selected programme (Ml/d) input as +ve 2073-74: 0; Gains in Water Available For Use / Savings in Demand under the selected programme (Ml/d) input as +ve 2074-75: 0
52cA | HT 20 Ml/d to Reservoir B via Works A: Phase 2 10Ml/d WTW | PRT_PRT_HI-ROC_NET_ALL_Works A to Reservoir B 20_p2 | Trunk mains renewal/new | Distribution Options | N | Alternative Plan 6 | PWSPRT | Ml/d | 2 | Gains in Water Available For Use / Savings in Demand under the selected programme (Ml/d) input as +ve 2052-53: 0; Gains in Water Available For Use / Savings in Demand under the selected programme (Ml/d) input as +ve 2053-54: 0; Gains in Water Available For Use / Savings in Demand under the selected programme (Ml/d) input as +ve 2054-55: 0; Gains in Water Available For Use / Savings in Demand under the selected programme (Ml/d) input as +ve 2055-56: 0; Gains in Water Available For Use / Savings in Demand under the selected programme (Ml/d) input as +ve 2056-57: 0; Gains in Water Available For Use / Savings in Demand under the selected programme (Ml/d) input as +ve 2057-58: 0; Gains in Water Available For Use / Savings in Demand under the selected programme (Ml/d) input as +ve 2058-59: 0; Gains in Water Available For Use / Savings in Demand under the selected programme (Ml/d) input as +ve 2059-60: 0; Gains in Water Available For Use / Savings in Demand under the selected programme (Ml/d) input as +ve 2060-61: 0; Gains in Water Available For Use / Savings in Demand under the selected programme (Ml/d) input as +ve 2061-62: 0; Gains in Water Available For Use / Savings in Demand under the selected programme (Ml/d) input as +ve 2062-63: 0; Gains in Water Available For Use / Savings in Demand under the selected programme (Ml/d) input as +ve 2063-64: 0; Gains in Water Available For Use / Savings in Demand under the selected programme (Ml/d) input as +ve 2064-65: 0; Gains in Water Available For Use / Savings in Demand under the selected programme (Ml/d) input as +ve 2065-66: 0; Gains in Water Available For Use / Savings in Demand under the selected programme (Ml/d) input as +ve 2066-67: 0; Gains in Water Available For Use / Savings in Demand under the selected programme (Ml/d) input as +ve 2067-68: 0; Gains in Water Available For Use / Savings in Demand under the selected programme (Ml/d) input as +ve 2068-69: 0; Gains in Water Available For Use / Savings in Demand under the selected programme (Ml/d) input as +ve 2069-70: 0; Gains in Water Available For Use / Savings in Demand under the selected programme (Ml/d) input as +ve 2070-71: 0; Gains in Water Available For Use / Savings in Demand under the selected programme (Ml/d) input as +ve 2071-72: 0; Gains in Water Available For Use / Savings in Demand under the selected programme (Ml/d) input as +ve 2072-73: 0; Gains in Water Available For Use / Savings in Demand under the selected programme (Ml/d) input as +ve 2073-74: 0; Gains in Water Available For Use / Savings in Demand under the selected programme (Ml/d) input as +ve 2074-75: 0
52aA | Drought Permit: Source S (to 2041) | PRT_PRT_RE-DRP_ALL_ALL_Source S drought | Drought permits/orders | Resource Options | N | Alternative Plan 6 | PWSPRT | Ml/d | 2 |  |  | 3.4 | 3.4 | 3.4 | 3.4 | 3.4 | 3.4 | 3.4 | 3.4 | 3.4 | 3.4 | 3.4 | 3.4 | 3.4 | 3.4 | 3.4 | 3.4 | 3.4 | 3.4 | 3.4 | 3.4 | 0 | 0 | 0 | 0 | 0 | 0 | 0 | 0 | 0 | 0 | 0 | 0 | 0 | 0 | 0 | 0 | 0 | 0 | 0 | 0 | 0 | 0 | 0 | 0 | 0 | 0 | 0 | 0 | 0 | 0 | 0 | 0 | 0 | 0
52dA | Non-essential use bans | PRT_PRT_RE-OTH_ALL_ALL_neubs | Drought - water use restrictions | Customer Options | N | Alternative Plan 6 | PWSPRT | Ml/d | 2 |  |  | 5.3 | 5.3 | 5.3 | 5.3 | 5.3 | 5.3 | 5.3 | 5.3 | 5.3 | 5.3 | 5.3 | 5.3 | 5.3 | 5.3 | 5.3 | 5.3 | 5.3 | 5.3 | 5.3 | 5.3 | 5.3 | 5.3 | 5.3 | 5.3 | 5.3 | 5.3 | 5.3 | 5.3 | 5.3 | 5.3 | 5.3 | 5.3 | 5.3 | 5.3 | 5.3 | 5.3 | 5.3 | 5.3 | 5.3 | 5.3 | 5.3 | 5.3 | 5.3 | 5.3 | 5.3 | 5.3 | 5.3 | 5.3 | 5.3 | 5.3 | 5.3 | 5.3 | 5.3 | 5.3
52dA | Temporary use bans | PRT_PRT_RE-OTH_ALL_ALL_tubs | Drought - water use restrictions | Customer Options | N | Alternative Plan 6 | PWSPRT | Ml/d | 2 |  |  | 13.5 | 13.5 | 13.5 | 13.5 | 13.5 | 13.5 | 13.5 | 13.5 | 13.5 | 13.5 | 13.5 | 13.5 | 13.5 | 13.5 | 13.5 | 13.5 | 13.5 | 13.5 | 13.5 | 13.5 | 13.5 | 13.5 | 13.5 | 13.5 | 13.5 | 13.5 | 13.5 | 13.5 | 13.5 | 13.5 | 13.5 | 13.5 | 13.5 | 13.5 | 13.5 | 13.5 | 13.5 | 13.5 | 13.5 | 13.5 | 13.5 | 13.5 | 13.5 | 13.5 | 13.5 | 13.5 | 13.5 | 13.5 | 13.5 | 13.5 | 13.5 | 13.5 | 13.5 | 13.5
52aA | SRN Pulborough WSW To Havant Thicket: 50Ml/d | PRT_PWE_HI-TFR_TWJ_ALL_SRN Pulborough WSW-havant r 50 | External raw water bulk supply/transfer | Resource Options | N | Alternative Plan 6 | SWSSNT | Ml/d | 2 | Gains in Water Available For Use / Savings in Demand under the selected programme (Ml/d) input as +ve 2055-56: 0; Gains in Water Available For Use / Savings in Demand under the selected programme (Ml/d) input as +ve 2056-57: 0; Gains in Water Available For Use / Savings in Demand under the selected programme (Ml/d) input as +ve 2057-58: 0; Gains in Water Available For Use / Savings in Demand under the selected programme (Ml/d) input as +ve 2058-59: 0; Gains in Water Available For Use / Savings in Demand under the selected programme (Ml/d) input as +ve 2059-60: 0; Gains in Water Available For Use / Savings in Demand under the selected programme (Ml/d) input as +ve 2060-61: 0; Gains in Water Available For Use / Savings in Demand under the selected programme (Ml/d) input as +ve 2061-62: 0; Gains in Water Available For Use / Savings in Demand under the selected programme (Ml/d) input as +ve 2062-63: 0; Gains in Water Available For Use / Savings in Demand under the selected programme (Ml/d) input as +ve 2063-64: 0; Gains in Water Available For Use / Savings in Demand under the selected programme (Ml/d) input as +ve 2064-65: 0; Gains in Water Available For Use / Savings in Demand under the selected programme (Ml/d) input as +ve 2065-66: 0; Gains in Water Available For Use / Savings in Demand under the selected programme (Ml/d) input as +ve 2066-67: 0; Gains in Water Available For Use / Savings in Demand under the selected programme (Ml/d) input as +ve 2067-68: 0; Gains in Water Available For Use / Savings in Demand under the selected programme (Ml/d) input as +ve 2068-69: 0; Gains in Water Available For Use / Savings in Demand under the selected programme (Ml/d) input as +ve 2069-70: 0; Gains in Water Available For Use / Savings in Demand under the selected programme (Ml/d) input as +ve 2070-71: 0; Gains in Water Available For Use / Savings in Demand under the selected programme (Ml/d) input as +ve 2071-72: 0; Gains in Water Available For Use / Savings in Demand under the selected programme (Ml/d) input as +ve 2072-73: 0; Gains in Water Available For Use / Savings in Demand under the selected programme (Ml/d) input as +ve 2073-74: 0; Gains in Water Available For Use / Savings in Demand under the selected programme (Ml/d) input as +ve 2074-75: 0
52aA | SRN Pulborough WSW To Havant Thicket: 50Ml/d | PRT_PWE_HI-TFR_TWJ_ALL_SRN Pulborough WSW-havant r 50 | External raw water bulk supply/transfer | Resource Options | N | Alternative Plan 6 | PWSPRT | Ml/d | 2 | Gains in Water Available For Use / Savings in Demand under the selected programme (Ml/d) input as +ve 2055-56: 0; Gains in Water Available For Use / Savings in Demand under the selected programme (Ml/d) input as +ve 2056-57: 0; Gains in Water Available For Use / Savings in Demand under the selected programme (Ml/d) input as +ve 2057-58: 0; Gains in Water Available For Use / Savings in Demand under the selected programme (Ml/d) input as +ve 2058-59: 0; Gains in Water Available For Use / Savings in Demand under the selected programme (Ml/d) input as +ve 2059-60: 0; Gains in Water Available For Use / Savings in Demand under the selected programme (Ml/d) input as +ve 2060-61: 0; Gains in Water Available For Use / Savings in Demand under the selected programme (Ml/d) input as +ve 2061-62: 0; Gains in Water Available For Use / Savings in Demand under the selected programme (Ml/d) input as +ve 2062-63: 0; Gains in Water Available For Use / Savings in Demand under the selected programme (Ml/d) input as +ve 2063-64: 0; Gains in Water Available For Use / Savings in Demand under the selected programme (Ml/d) input as +ve 2064-65: 0; Gains in Water Available For Use / Savings in Demand under the selected programme (Ml/d) input as +ve 2065-66: 0; Gains in Water Available For Use / Savings in Demand under the selected programme (Ml/d) input as +ve 2066-67: 0; Gains in Water Available For Use / Savings in Demand under the selected programme (Ml/d) input as +ve 2067-68: 0; Gains in Water Available For Use / Savings in Demand under the selected programme (Ml/d) input as +ve 2068-69: 0; Gains in Water Available For Use / Savings in Demand under the selected programme (Ml/d) input as +ve 2069-70: 0; Gains in Water Available For Use / Savings in Demand under the selected programme (Ml/d) input as +ve 2070-71: 0; Gains in Water Available For Use / Savings in Demand under the selected programme (Ml/d) input as +ve 2071-72: 0; Gains in Water Available For Use / Savings in Demand under the selected programme (Ml/d) input as +ve 2072-73: 0; Gains in Water Available For Use / Savings in Demand under the selected programme (Ml/d) input as +ve 2073-74: 0; Gains in Water Available For Use / Savings in Demand under the selected programme (Ml/d) input as +ve 2074-75: 0
52cA | SRN Otterbourne WSW to Source A | PRT_SRN Otterbourne WSW-Source A p | External potable bulk supply/transfer | Distribution Options | N | Alternative Plan 6 | PWSPRT | Ml/d | 2 | Gains in Water Available For Use / Savings in Demand under the selected programme (Ml/d) input as +ve 2041-42: 17.0748; Gains in Water Available For Use / Savings in Demand under the selected programme (Ml/d) input as +ve 2042-43: 20.0408; Gains in Water Available For Use / Savings in Demand under the selected programme (Ml/d) input as +ve 2043-44: 24.2949; Gains in Water Available For Use / Savings in Demand under the selected programme (Ml/d) input as +ve 2044-45: 29.2444; Gains in Water Available For Use / Savings in Demand under the selected programme (Ml/d) input as +ve 2045-46: 38.4774; Gains in Water Available For Use / Savings in Demand under the selected programme (Ml/d) input as +ve 2046-47: 42.502; Gains in Water Available For Use / Savings in Demand under the selected programme (Ml/d) input as +ve 2047-48: 44.7212; Gains in Water Available For Use / Savings in Demand under the selected programme (Ml/d) input as +ve 2048-49: 45; Gains in Water Available For Use / Savings in Demand under the selected programme (Ml/d) input as +ve 2049-50: 45; Gains in Water Available For Use / Savings in Demand under the selected programme (Ml/d) input as +ve 2050-51: 45; Gains in Water Available For Use / Savings in Demand under the selected programme (Ml/d) input as +ve 2051-52: 45; Gains in Water Available For Use / Savings in Demand under the selected programme (Ml/d) input as +ve 2052-53: 45; Gains in Water Available For Use / Savings in Demand under the selected programme (Ml/d) input as +ve 2053-54: 45; Gains in Water Available For Use / Savings in Demand under the selected programme (Ml/d) input as +ve 2054-55: 45; Gains in Water Available For Use / Savings in Demand under the selected programme (Ml/d) input as +ve 2055-56: 45; Gains in Water Available For Use / Savings in Demand under the selected programme (Ml/d) input as +ve 2056-57: 45; Gains in Water Available For Use / Savings in Demand under the selected programme (Ml/d) input as +ve 2057-58: 45; Gains in Water Available For Use / Savings in Demand under the selected programme (Ml/d) input as +ve 2058-59: 45; Gains in Water Available For Use / Savings in Demand under the selected programme (Ml/d) input as +ve 2059-60: 45; Gains in Water Available For Use / Savings in Demand under the selected programme (Ml/d) input as +ve 2060-61: 45; Gains in Water Available For Use / Savings in Demand under the selected programme (Ml/d) input as +ve 2061-62: 45; Gains in Water Available For Use / Savings in Demand under the selected programme (Ml/d) input as +ve 2062-63: 45; Gains in Water Available For Use / Savings in Demand under the selected programme (Ml/d) input as +ve 2063-64: 45; Gains in Water Available For Use / Savings in Demand under the selected programme (Ml/d) input as +ve 2064-65: 45; Gains in Water Available For Use / Savings in Demand under the selected programme (Ml/d) input as +ve 2065-66: 45; Gains in Water Available For Use / Savings in Demand under the selected programme (Ml/d) input as +ve 2066-67: 45; Gains in Water Available For Use / Savings in Demand under the selected programme (Ml/d) input as +ve 2067-68: 45; Gains in Water Available For Use / Savings in Demand under the selected programme (Ml/d) input as +ve 2068-69: 45; Gains in Water Available For Use / Savings in Demand under the selected programme (Ml/d) input as +ve 2069-70: 45; Gains in Water Available For Use / Savings in Demand under the selected programme (Ml/d) input as +ve 2070-71: 45; Gains in Water Available For Use / Savings in Demand under the selected programme (Ml/d) input as +ve 2071-72: 45; Gains in Water Available For Use / Savings in Demand under the selected programme (Ml/d) input as +ve 2072-73: 45; Gains in Water Available For Use / Savings in Demand under the selected programme (Ml/d) input as +ve 2073-74: 45; Gains in Water Available For Use / Savings in Demand under the selected programme (Ml/d) input as +ve 2074-75: 45
52cA | SRN Otterbourne WSW to Source A | PRT_SRN Otterbourne WSW-Source A p | External potable bulk supply/transfer | Distribution Options | N | Alternative Plan 6 | SWSHSE | Ml/d | 2 | Gains in Water Available For Use / Savings in Demand under the selected programme (Ml/d) input as +ve 2041-42: -17.0748; Gains in Water Available For Use / Savings in Demand under the selected programme (Ml/d) input as +ve 2042-43: -20.0408; Gains in Water Available For Use / Savings in Demand under the selected programme (Ml/d) input as +ve 2043-44: -24.2949; Gains in Water Available For Use / Savings in Demand under the selected programme (Ml/d) input as +ve 2044-45: -29.2444; Gains in Water Available For Use / Savings in Demand under the selected programme (Ml/d) input as +ve 2045-46: -38.4774; Gains in Water Available For Use / Savings in Demand under the selected programme (Ml/d) input as +ve 2046-47: -42.502; Gains in Water Available For Use / Savings in Demand under the selected programme (Ml/d) input as +ve 2047-48: -44.7212; Gains in Water Available For Use / Savings in Demand under the selected programme (Ml/d) input as +ve 2048-49: -45; Gains in Water Available For Use / Savings in Demand under the selected programme (Ml/d) input as +ve 2049-50: -45; Gains in Water Available For Use / Savings in Demand under the selected programme (Ml/d) input as +ve 2050-51: -45; Gains in Water Available For Use / Savings in Demand under the selected programme (Ml/d) input as +ve 2051-52: -45; Gains in Water Available For Use / Savings in Demand under the selected programme (Ml/d) input as +ve 2052-53: -45; Gains in Water Available For Use / Savings in Demand under the selected programme (Ml/d) input as +ve 2053-54: -45; Gains in Water Available For Use / Savings in Demand under the selected programme (Ml/d) input as +ve 2054-55: -45; Gains in Water Available For Use / Savings in Demand under the selected programme (Ml/d) input as +ve 2055-56: -45; Gains in Water Available For Use / Savings in Demand under the selected programme (Ml/d) input as +ve 2056-57: -45; Gains in Water Available For Use / Savings in Demand under the selected programme (Ml/d) input as +ve 2057-58: -45; Gains in Water Available For Use / Savings in Demand under the selected programme (Ml/d) input as +ve 2058-59: -45; Gains in Water Available For Use / Savings in Demand under the selected programme (Ml/d) input as +ve 2059-60: -45; Gains in Water Available For Use / Savings in Demand under the selected programme (Ml/d) input as +ve 2060-61: -45; Gains in Water Available For Use / Savings in Demand under the selected programme (Ml/d) input as +ve 2061-62: -45; Gains in Water Available For Use / Savings in Demand under the selected programme (Ml/d) input as +ve 2062-63: -45; Gains in Water Available For Use / Savings in Demand under the selected programme (Ml/d) input as +ve 2063-64: -45; Gains in Water Available For Use / Savings in Demand under the selected programme (Ml/d) input as +ve 2064-65: -45; Gains in Water Available For Use / Savings in Demand under the selected programme (Ml/d) input as +ve 2065-66: -45; Gains in Water Available For Use / Savings in Demand under the selected programme (Ml/d) input as +ve 2066-67: -45; Gains in Water Available For Use / Savings in Demand under the selected programme (Ml/d) input as +ve 2067-68: -45; Gains in Water Available For Use / Savings in Demand under the selected programme (Ml/d) input as +ve 2068-69: -45; Gains in Water Available For Use / Savings in Demand under the selected programme (Ml/d) input as +ve 2069-70: -45; Gains in Water Available For Use / Savings in Demand under the selected programme (Ml/d) input as +ve 2070-71: -45; Gains in Water Available For Use / Savings in Demand under the selected programme (Ml/d) input as +ve 2071-72: -45; Gains in Water Available For Use / Savings in Demand under the selected programme (Ml/d) input as +ve 2072-73: -45; Gains in Water Available For Use / Savings in Demand under the selected programme (Ml/d) input as +ve 2073-74: -45; Gains in Water Available For Use / Savings in Demand under the selected programme (Ml/d) input as +ve 2074-75: -45
52cA | Bulk import (HSE): Reading to Otterbourne - raw (200Ml/d) (25 Ml/d Phase 1) | SWS_HSE_EF-TFR_REP_ALL_pwc2_res2 | External potable bulk supply/transfer | Distribution Options | N | Alternative Plan 6 | SWSHSE | Ml/d | 2 | Gains in Water Available For Use / Savings in Demand under the selected programme (Ml/d) input as +ve 2040-41: 0; Gains in Water Available For Use / Savings in Demand under the selected programme (Ml/d) input as +ve 2041-42: 0; Gains in Water Available For Use / Savings in Demand under the selected programme (Ml/d) input as +ve 2042-43: 0; Gains in Water Available For Use / Savings in Demand under the selected programme (Ml/d) input as +ve 2043-44: 0; Gains in Water Available For Use / Savings in Demand under the selected programme (Ml/d) input as +ve 2044-45: 0; Gains in Water Available For Use / Savings in Demand under the selected programme (Ml/d) input as +ve 2045-46: 0; Gains in Water Available For Use / Savings in Demand under the selected programme (Ml/d) input as +ve 2046-47: 0; Gains in Water Available For Use / Savings in Demand under the selected programme (Ml/d) input as +ve 2047-48: 0; Gains in Water Available For Use / Savings in Demand under the selected programme (Ml/d) input as +ve 2048-49: 0; Gains in Water Available For Use / Savings in Demand under the selected programme (Ml/d) input as +ve 2049-50: 0; Gains in Water Available For Use / Savings in Demand under the selected programme (Ml/d) input as +ve 2050-51: 0; Gains in Water Available For Use / Savings in Demand under the selected programme (Ml/d) input as +ve 2051-52: 0; Gains in Water Available For Use / Savings in Demand under the selected programme (Ml/d) input as +ve 2052-53: 0; Gains in Water Available For Use / Savings in Demand under the selected programme (Ml/d) input as +ve 2053-54: 0; Gains in Water Available For Use / Savings in Demand under the selected programme (Ml/d) input as +ve 2054-55: 0; Gains in Water Available For Use / Savings in Demand under the selected programme (Ml/d) input as +ve 2055-56: 0; Gains in Water Available For Use / Savings in Demand under the selected programme (Ml/d) input as +ve 2056-57: 0; Gains in Water Available For Use / Savings in Demand under the selected programme (Ml/d) input as +ve 2057-58: 0; Gains in Water Available For Use / Savings in Demand under the selected programme (Ml/d) input as +ve 2058-59: 0; Gains in Water Available For Use / Savings in Demand under the selected programme (Ml/d) input as +ve 2059-60: 0; Gains in Water Available For Use / Savings in Demand under the selected programme (Ml/d) input as +ve 2060-61: 0; Gains in Water Available For Use / Savings in Demand under the selected programme (Ml/d) input as +ve 2061-62: 0; Gains in Water Available For Use / Savings in Demand under the selected programme (Ml/d) input as +ve 2062-63: 0; Gains in Water Available For Use / Savings in Demand under the selected programme (Ml/d) input as +ve 2063-64: 0; Gains in Water Available For Use / Savings in Demand under the selected programme (Ml/d) input as +ve 2064-65: 0; Gains in Water Available For Use / Savings in Demand under the selected programme (Ml/d) input as +ve 2065-66: 0; Gains in Water Available For Use / Savings in Demand under the selected programme (Ml/d) input as +ve 2066-67: 0; Gains in Water Available For Use / Savings in Demand under the selected programme (Ml/d) input as +ve 2067-68: 0; Gains in Water Available For Use / Savings in Demand under the selected programme (Ml/d) input as +ve 2068-69: 0; Gains in Water Available For Use / Savings in Demand under the selected programme (Ml/d) input as +ve 2069-70: 0; Gains in Water Available For Use / Savings in Demand under the selected programme (Ml/d) input as +ve 2070-71: 0; Gains in Water Available For Use / Savings in Demand under the selected programme (Ml/d) input as +ve 2071-72: 0; Gains in Water Available For Use / Savings in Demand under the selected programme (Ml/d) input as +ve 2072-73: 0; Gains in Water Available For Use / Savings in Demand under the selected programme (Ml/d) input as +ve 2073-74: 0; Gains in Water Available For Use / Savings in Demand under the selected programme (Ml/d) input as +ve 2074-75: 0
52cA | Bulk import (HSE): Reading to Otterbourne - raw (200Ml/d) (25 Ml/d Phase 1) | SWS_HSE_EF-TFR_REP_ALL_pwc2_res2 | External potable bulk supply/transfer | Distribution Options | N | Alternative Plan 6 | PWSPRT | Ml/d | 2 | Gains in Water Available For Use / Savings in Demand under the selected programme (Ml/d) input as +ve 2040-41: 0; Gains in Water Available For Use / Savings in Demand under the selected programme (Ml/d) input as +ve 2041-42: 0; Gains in Water Available For Use / Savings in Demand under the selected programme (Ml/d) input as +ve 2042-43: 0; Gains in Water Available For Use / Savings in Demand under the selected programme (Ml/d) input as +ve 2043-44: 0; Gains in Water Available For Use / Savings in Demand under the selected programme (Ml/d) input as +ve 2044-45: 0; Gains in Water Available For Use / Savings in Demand under the selected programme (Ml/d) input as +ve 2045-46: 0; Gains in Water Available For Use / Savings in Demand under the selected programme (Ml/d) input as +ve 2046-47: 0; Gains in Water Available For Use / Savings in Demand under the selected programme (Ml/d) input as +ve 2047-48: 0; Gains in Water Available For Use / Savings in Demand under the selected programme (Ml/d) input as +ve 2048-49: 0; Gains in Water Available For Use / Savings in Demand under the selected programme (Ml/d) input as +ve 2049-50: 0; Gains in Water Available For Use / Savings in Demand under the selected programme (Ml/d) input as +ve 2050-51: 0; Gains in Water Available For Use / Savings in Demand under the selected programme (Ml/d) input as +ve 2051-52: 0; Gains in Water Available For Use / Savings in Demand under the selected programme (Ml/d) input as +ve 2052-53: 0; Gains in Water Available For Use / Savings in Demand under the selected programme (Ml/d) input as +ve 2053-54: 0; Gains in Water Available For Use / Savings in Demand under the selected programme (Ml/d) input as +ve 2054-55: 0; Gains in Water Available For Use / Savings in Demand under the selected programme (Ml/d) input as +ve 2055-56: 0; Gains in Water Available For Use / Savings in Demand under the selected programme (Ml/d) input as +ve 2056-57: 0; Gains in Water Available For Use / Savings in Demand under the selected programme (Ml/d) input as +ve 2057-58: 0; Gains in Water Available For Use / Savings in Demand under the selected programme (Ml/d) input as +ve 2058-59: 0; Gains in Water Available For Use / Savings in Demand under the selected programme (Ml/d) input as +ve 2059-60: 0; Gains in Water Available For Use / Savings in Demand under the selected programme (Ml/d) input as +ve 2060-61: 0; Gains in Water Available For Use / Savings in Demand under the selected programme (Ml/d) input as +ve 2061-62: 0; Gains in Water Available For Use / Savings in Demand under the selected programme (Ml/d) input as +ve 2062-63: 0; Gains in Water Available For Use / Savings in Demand under the selected programme (Ml/d) input as +ve 2063-64: 0; Gains in Water Available For Use / Savings in Demand under the selected programme (Ml/d) input as +ve 2064-65: 0; Gains in Water Available For Use / Savings in Demand under the selected programme (Ml/d) input as +ve 2065-66: 0; Gains in Water Available For Use / Savings in Demand under the selected programme (Ml/d) input as +ve 2066-67: 0; Gains in Water Available For Use / Savings in Demand under the selected programme (Ml/d) input as +ve 2067-68: 0; Gains in Water Available For Use / Savings in Demand under the selected programme (Ml/d) input as +ve 2068-69: 0; Gains in Water Available For Use / Savings in Demand under the selected programme (Ml/d) input as +ve 2069-70: 0; Gains in Water Available For Use / Savings in Demand under the selected programme (Ml/d) input as +ve 2070-71: 0; Gains in Water Available For Use / Savings in Demand under the selected programme (Ml/d) input as +ve 2071-72: 0; Gains in Water Available For Use / Savings in Demand under the selected programme (Ml/d) input as +ve 2072-73: 0; Gains in Water Available For Use / Savings in Demand under the selected programme (Ml/d) input as +ve 2073-74: 0; Gains in Water Available For Use / Savings in Demand under the selected programme (Ml/d) input as +ve 2074-75: 0
52aA | Bulk import (HSE): Havant Thicket Reservoir to Otterbourne WSW pipeline - first section (90Ml/d) | SWS_HTE_HI-TFR_PWE_CNO_ht-ott mm 90 | External raw water bulk supply/transfer | Resource Options | N | Alternative Plan 6 | SWSHSE | Ml/d | 2 | Gains in Water Available For Use / Savings in Demand under the selected programme (Ml/d) input as +ve 2034-35: 20; Gains in Water Available For Use / Savings in Demand under the selected programme (Ml/d) input as +ve 2035-36: 20; Gains in Water Available For Use / Savings in Demand under the selected programme (Ml/d) input as +ve 2036-37: 20; Gains in Water Available For Use / Savings in Demand under the selected programme (Ml/d) input as +ve 2037-38: 20; Gains in Water Available For Use / Savings in Demand under the selected programme (Ml/d) input as +ve 2038-39: 20; Gains in Water Available For Use / Savings in Demand under the selected programme (Ml/d) input as +ve 2039-40: 20; Gains in Water Available For Use / Savings in Demand under the selected programme (Ml/d) input as +ve 2040-41: 20; Gains in Water Available For Use / Savings in Demand under the selected programme (Ml/d) input as +ve 2041-42: 20; Gains in Water Available For Use / Savings in Demand under the selected programme (Ml/d) input as +ve 2042-43: 20; Gains in Water Available For Use / Savings in Demand under the selected programme (Ml/d) input as +ve 2043-44: 20; Gains in Water Available For Use / Savings in Demand under the selected programme (Ml/d) input as +ve 2044-45: 20; Gains in Water Available For Use / Savings in Demand under the selected programme (Ml/d) input as +ve 2045-46: 20; Gains in Water Available For Use / Savings in Demand under the selected programme (Ml/d) input as +ve 2046-47: 20; Gains in Water Available For Use / Savings in Demand under the selected programme (Ml/d) input as +ve 2047-48: 20; Gains in Water Available For Use / Savings in Demand under the selected programme (Ml/d) input as +ve 2048-49: 20; Gains in Water Available For Use / Savings in Demand under the selected programme (Ml/d) input as +ve 2049-50: 20; Gains in Water Available For Use / Savings in Demand under the selected programme (Ml/d) input as +ve 2050-51: 20; Gains in Water Available For Use / Savings in Demand under the selected programme (Ml/d) input as +ve 2051-52: 20; Gains in Water Available For Use / Savings in Demand under the selected programme (Ml/d) input as +ve 2052-53: 20; Gains in Water Available For Use / Savings in Demand under the selected programme (Ml/d) input as +ve 2053-54: 20; Gains in Water Available For Use / Savings in Demand under the selected programme (Ml/d) input as +ve 2054-55: 20; Gains in Water Available For Use / Savings in Demand under the selected programme (Ml/d) input as +ve 2055-56: 20; Gains in Water Available For Use / Savings in Demand under the selected programme (Ml/d) input as +ve 2056-57: 20; Gains in Water Available For Use / Savings in Demand under the selected programme (Ml/d) input as +ve 2057-58: 20; Gains in Water Available For Use / Savings in Demand under the selected programme (Ml/d) input as +ve 2058-59: 20; Gains in Water Available For Use / Savings in Demand under the selected programme (Ml/d) input as +ve 2059-60: 20; Gains in Water Available For Use / Savings in Demand under the selected programme (Ml/d) input as +ve 2060-61: 20; Gains in Water Available For Use / Savings in Demand under the selected programme (Ml/d) input as +ve 2061-62: 20; Gains in Water Available For Use / Savings in Demand under the selected programme (Ml/d) input as +ve 2062-63: 20; Gains in Water Available For Use / Savings in Demand under the selected programme (Ml/d) input as +ve 2063-64: 20; Gains in Water Available For Use / Savings in Demand under the selected programme (Ml/d) input as +ve 2064-65: 20; Gains in Water Available For Use / Savings in Demand under the selected programme (Ml/d) input as +ve 2065-66: 20; Gains in Water Available For Use / Savings in Demand under the selected programme (Ml/d) input as +ve 2066-67: 20; Gains in Water Available For Use / Savings in Demand under the selected programme (Ml/d) input as +ve 2067-68: 20; Gains in Water Available For Use / Savings in Demand under the selected programme (Ml/d) input as +ve 2068-69: 20; Gains in Water Available For Use / Savings in Demand under the selected programme (Ml/d) input as +ve 2069-70: 20; Gains in Water Available For Use / Savings in Demand under the selected programme (Ml/d) input as +ve 2070-71: 20; Gains in Water Available For Use / Savings in Demand under the selected programme (Ml/d) input as +ve 2071-72: 20; Gains in Water Available For Use / Savings in Demand under the selected programme (Ml/d) input as +ve 2072-73: 20; Gains in Water Available For Use / Savings in Demand under the selected programme (Ml/d) input as +ve 2073-74: 20; Gains in Water Available For Use / Savings in Demand under the selected programme (Ml/d) input as +ve 2074-75: 20
52aA | Bulk import (HSE): Havant Thicket Reservoir to Otterbourne WSW pipeline - first section (90Ml/d) | SWS_HTE_HI-TFR_PWE_CNO_ht-ott mm 90 | External raw water bulk supply/transfer | Resource Options | N | Alternative Plan 6 | PWSPRT | Ml/d | 2 | Gains in Water Available For Use / Savings in Demand under the selected programme (Ml/d) input as +ve 2034-35: -20; Gains in Water Available For Use / Savings in Demand under the selected programme (Ml/d) input as +ve 2035-36: -20; Gains in Water Available For Use / Savings in Demand under the selected programme (Ml/d) input as +ve 2036-37: -20; Gains in Water Available For Use / Savings in Demand under the selected programme (Ml/d) input as +ve 2037-38: -20; Gains in Water Available For Use / Savings in Demand under the selected programme (Ml/d) input as +ve 2038-39: -20; Gains in Water Available For Use / Savings in Demand under the selected programme (Ml/d) input as +ve 2039-40: -20; Gains in Water Available For Use / Savings in Demand under the selected programme (Ml/d) input as +ve 2040-41: -20; Gains in Water Available For Use / Savings in Demand under the selected programme (Ml/d) input as +ve 2041-42: -20; Gains in Water Available For Use / Savings in Demand under the selected programme (Ml/d) input as +ve 2042-43: -20; Gains in Water Available For Use / Savings in Demand under the selected programme (Ml/d) input as +ve 2043-44: -20; Gains in Water Available For Use / Savings in Demand under the selected programme (Ml/d) input as +ve 2044-45: -20; Gains in Water Available For Use / Savings in Demand under the selected programme (Ml/d) input as +ve 2045-46: -20; Gains in Water Available For Use / Savings in Demand under the selected programme (Ml/d) input as +ve 2046-47: -20; Gains in Water Available For Use / Savings in Demand under the selected programme (Ml/d) input as +ve 2047-48: -20; Gains in Water Available For Use / Savings in Demand under the selected programme (Ml/d) input as +ve 2048-49: -20; Gains in Water Available For Use / Savings in Demand under the selected programme (Ml/d) input as +ve 2049-50: -20; Gains in Water Available For Use / Savings in Demand under the selected programme (Ml/d) input as +ve 2050-51: -20; Gains in Water Available For Use / Savings in Demand under the selected programme (Ml/d) input as +ve 2051-52: -20; Gains in Water Available For Use / Savings in Demand under the selected programme (Ml/d) input as +ve 2052-53: -20; Gains in Water Available For Use / Savings in Demand under the selected programme (Ml/d) input as +ve 2053-54: -20; Gains in Water Available For Use / Savings in Demand under the selected programme (Ml/d) input as +ve 2054-55: -20; Gains in Water Available For Use / Savings in Demand under the selected programme (Ml/d) input as +ve 2055-56: -20; Gains in Water Available For Use / Savings in Demand under the selected programme (Ml/d) input as +ve 2056-57: -20; Gains in Water Available For Use / Savings in Demand under the selected programme (Ml/d) input as +ve 2057-58: -20; Gains in Water Available For Use / Savings in Demand under the selected programme (Ml/d) input as +ve 2058-59: -20; Gains in Water Available For Use / Savings in Demand under the selected programme (Ml/d) input as +ve 2059-60: -20; Gains in Water Available For Use / Savings in Demand under the selected programme (Ml/d) input as +ve 2060-61: -20; Gains in Water Available For Use / Savings in Demand under the selected programme (Ml/d) input as +ve 2061-62: -20; Gains in Water Available For Use / Savings in Demand under the selected programme (Ml/d) input as +ve 2062-63: -20; Gains in Water Available For Use / Savings in Demand under the selected programme (Ml/d) input as +ve 2063-64: -20; Gains in Water Available For Use / Savings in Demand under the selected programme (Ml/d) input as +ve 2064-65: -20; Gains in Water Available For Use / Savings in Demand under the selected programme (Ml/d) input as +ve 2065-66: -20; Gains in Water Available For Use / Savings in Demand under the selected programme (Ml/d) input as +ve 2066-67: -20; Gains in Water Available For Use / Savings in Demand under the selected programme (Ml/d) input as +ve 2067-68: -20; Gains in Water Available For Use / Savings in Demand under the selected programme (Ml/d) input as +ve 2068-69: -20; Gains in Water Available For Use / Savings in Demand under the selected programme (Ml/d) input as +ve 2069-70: -20; Gains in Water Available For Use / Savings in Demand under the selected programme (Ml/d) input as +ve 2070-71: -20; Gains in Water Available For Use / Savings in Demand under the selected programme (Ml/d) input as +ve 2071-72: -20; Gains in Water Available For Use / Savings in Demand under the selected programme (Ml/d) input as +ve 2072-73: -20; Gains in Water Available For Use / Savings in Demand under the selected programme (Ml/d) input as +ve 2073-74: -20; Gains in Water Available For Use / Savings in Demand under the selected programme (Ml/d) input as +ve 2074-75: -20
52aA | Recycling (HSE): Recharge of Havant Thicket from recycled water from Budds Farm (60Ml/d) | SWS_PWE_HI-REU_RE1_CNO_60toht v0.1 | Water reuse | Resource Options | N | Alternative Plan 6 | PWSPRT | Ml/d | 2 | Gains in Water Available For Use / Savings in Demand under the selected programme (Ml/d) input as +ve 2034-35: 20; Gains in Water Available For Use / Savings in Demand under the selected programme (Ml/d) input as +ve 2035-36: 20; Gains in Water Available For Use / Savings in Demand under the selected programme (Ml/d) input as +ve 2036-37: 20; Gains in Water Available For Use / Savings in Demand under the selected programme (Ml/d) input as +ve 2037-38: 20; Gains in Water Available For Use / Savings in Demand under the selected programme (Ml/d) input as +ve 2038-39: 20; Gains in Water Available For Use / Savings in Demand under the selected programme (Ml/d) input as +ve 2039-40: 30; Gains in Water Available For Use / Savings in Demand under the selected programme (Ml/d) input as +ve 2040-41: 60; Gains in Water Available For Use / Savings in Demand under the selected programme (Ml/d) input as +ve 2041-42: 60; Gains in Water Available For Use / Savings in Demand under the selected programme (Ml/d) input as +ve 2042-43: 60; Gains in Water Available For Use / Savings in Demand under the selected programme (Ml/d) input as +ve 2043-44: 60; Gains in Water Available For Use / Savings in Demand under the selected programme (Ml/d) input as +ve 2044-45: 60; Gains in Water Available For Use / Savings in Demand under the selected programme (Ml/d) input as +ve 2045-46: 60; Gains in Water Available For Use / Savings in Demand under the selected programme (Ml/d) input as +ve 2046-47: 60; Gains in Water Available For Use / Savings in Demand under the selected programme (Ml/d) input as +ve 2047-48: 60; Gains in Water Available For Use / Savings in Demand under the selected programme (Ml/d) input as +ve 2048-49: 60; Gains in Water Available For Use / Savings in Demand under the selected programme (Ml/d) input as +ve 2049-50: 60; Gains in Water Available For Use / Savings in Demand under the selected programme (Ml/d) input as +ve 2050-51: 60; Gains in Water Available For Use / Savings in Demand under the selected programme (Ml/d) input as +ve 2051-52: 60; Gains in Water Available For Use / Savings in Demand under the selected programme (Ml/d) input as +ve 2052-53: 60; Gains in Water Available For Use / Savings in Demand under the selected programme (Ml/d) input as +ve 2053-54: 60; Gains in Water Available For Use / Savings in Demand under the selected programme (Ml/d) input as +ve 2054-55: 60; Gains in Water Available For Use / Savings in Demand under the selected programme (Ml/d) input as +ve 2055-56: 60; Gains in Water Available For Use / Savings in Demand under the selected programme (Ml/d) input as +ve 2056-57: 60; Gains in Water Available For Use / Savings in Demand under the selected programme (Ml/d) input as +ve 2057-58: 60; Gains in Water Available For Use / Savings in Demand under the selected programme (Ml/d) input as +ve 2058-59: 60; Gains in Water Available For Use / Savings in Demand under the selected programme (Ml/d) input as +ve 2059-60: 60; Gains in Water Available For Use / Savings in Demand under the selected programme (Ml/d) input as +ve 2060-61: 60; Gains in Water Available For Use / Savings in Demand under the selected programme (Ml/d) input as +ve 2061-62: 60; Gains in Water Available For Use / Savings in Demand under the selected programme (Ml/d) input as +ve 2062-63: 60; Gains in Water Available For Use / Savings in Demand under the selected programme (Ml/d) input as +ve 2063-64: 60; Gains in Water Available For Use / Savings in Demand under the selected programme (Ml/d) input as +ve 2064-65: 60; Gains in Water Available For Use / Savings in Demand under the selected programme (Ml/d) input as +ve 2065-66: 60; Gains in Water Available For Use / Savings in Demand under the selected programme (Ml/d) input as +ve 2066-67: 60; Gains in Water Available For Use / Savings in Demand under the selected programme (Ml/d) input as +ve 2067-68: 60; Gains in Water Available For Use / Savings in Demand under the selected programme (Ml/d) input as +ve 2068-69: 60; Gains in Water Available For Use / Savings in Demand under the selected programme (Ml/d) input as +ve 2069-70: 60; Gains in Water Available For Use / Savings in Demand under the selected programme (Ml/d) input as +ve 2070-71: 60; Gains in Water Available For Use / Savings in Demand under the selected programme (Ml/d) input as +ve 2071-72: 60; Gains in Water Available For Use / Savings in Demand under the selected programme (Ml/d) input as +ve 2072-73: 60; Gains in Water Available For Use / Savings in Demand under the selected programme (Ml/d) input as +ve 2073-74: 60; Gains in Water Available For Use / Savings in Demand under the selected programme (Ml/d) input as +ve 2074-75: 60
52aA | Bulk export (SNZ): Pulborough to Havant Thicket Reservoir (50Ml/d) | SWS_SNZ_HI-TFR_PWE_ALL_havant -hardha r 50 | External raw water bulk supply/transfer | Resource Options | N | Alternative Plan 6 | SWSSNT | Ml/d | 2 | Gains in Water Available For Use / Savings in Demand under the selected programme (Ml/d) input as +ve 2040-41: 30; Gains in Water Available For Use / Savings in Demand under the selected programme (Ml/d) input as +ve 2041-42: 40; Gains in Water Available For Use / Savings in Demand under the selected programme (Ml/d) input as +ve 2042-43: 40; Gains in Water Available For Use / Savings in Demand under the selected programme (Ml/d) input as +ve 2043-44: 39.7792; Gains in Water Available For Use / Savings in Demand under the selected programme (Ml/d) input as +ve 2044-45: 38.689; Gains in Water Available For Use / Savings in Demand under the selected programme (Ml/d) input as +ve 2045-46: 40; Gains in Water Available For Use / Savings in Demand under the selected programme (Ml/d) input as +ve 2046-47: 40; Gains in Water Available For Use / Savings in Demand under the selected programme (Ml/d) input as +ve 2047-48: 40; Gains in Water Available For Use / Savings in Demand under the selected programme (Ml/d) input as +ve 2048-49: 30; Gains in Water Available For Use / Savings in Demand under the selected programme (Ml/d) input as +ve 2049-50: 30; Gains in Water Available For Use / Savings in Demand under the selected programme (Ml/d) input as +ve 2050-51: 30; Gains in Water Available For Use / Savings in Demand under the selected programme (Ml/d) input as +ve 2051-52: 30; Gains in Water Available For Use / Savings in Demand under the selected programme (Ml/d) input as +ve 2052-53: 25.8611; Gains in Water Available For Use / Savings in Demand under the selected programme (Ml/d) input as +ve 2053-54: 25.6712; Gains in Water Available For Use / Savings in Demand under the selected programme (Ml/d) input as +ve 2054-55: 26.6397; Gains in Water Available For Use / Savings in Demand under the selected programme (Ml/d) input as +ve 2055-56: 0; Gains in Water Available For Use / Savings in Demand under the selected programme (Ml/d) input as +ve 2056-57: 0; Gains in Water Available For Use / Savings in Demand under the selected programme (Ml/d) input as +ve 2057-58: 0; Gains in Water Available For Use / Savings in Demand under the selected programme (Ml/d) input as +ve 2058-59: 23.3945; Gains in Water Available For Use / Savings in Demand under the selected programme (Ml/d) input as +ve 2059-60: 1.3347; Gains in Water Available For Use / Savings in Demand under the selected programme (Ml/d) input as +ve 2060-61: 0; Gains in Water Available For Use / Savings in Demand under the selected programme (Ml/d) input as +ve 2061-62: 20; Gains in Water Available For Use / Savings in Demand under the selected programme (Ml/d) input as +ve 2062-63: 0; Gains in Water Available For Use / Savings in Demand under the selected programme (Ml/d) input as +ve 2063-64: 0; Gains in Water Available For Use / Savings in Demand under the selected programme (Ml/d) input as +ve 2064-65: 0; Gains in Water Available For Use / Savings in Demand under the selected programme (Ml/d) input as +ve 2065-66: 0; Gains in Water Available For Use / Savings in Demand under the selected programme (Ml/d) input as +ve 2066-67: 0; Gains in Water Available For Use / Savings in Demand under the selected programme (Ml/d) input as +ve 2067-68: 0; Gains in Water Available For Use / Savings in Demand under the selected programme (Ml/d) input as +ve 2068-69: 24.2879; Gains in Water Available For Use / Savings in Demand under the selected programme (Ml/d) input as +ve 2069-70: 0; Gains in Water Available For Use / Savings in Demand under the selected programme (Ml/d) input as +ve 2070-71: 0; Gains in Water Available For Use / Savings in Demand under the selected programme (Ml/d) input as +ve 2071-72: 22.6876; Gains in Water Available For Use / Savings in Demand under the selected programme (Ml/d) input as +ve 2072-73: 0; Gains in Water Available For Use / Savings in Demand under the selected programme (Ml/d) input as +ve 2073-74: 0; Gains in Water Available For Use / Savings in Demand under the selected programme (Ml/d) input as +ve 2074-75: 0
52aA | Bulk export (SNZ): Pulborough to Havant Thicket Reservoir (50Ml/d) | SWS_SNZ_HI-TFR_PWE_ALL_havant -hardha r 50 | External raw water bulk supply/transfer | Resource Options | N | Alternative Plan 6 | PWSPRT | Ml/d | 2 | Gains in Water Available For Use / Savings in Demand under the selected programme (Ml/d) input as +ve 2040-41: -10.2833; Gains in Water Available For Use / Savings in Demand under the selected programme (Ml/d) input as +ve 2048-49: -9.7334; Gains in Water Available For Use / Savings in Demand under the selected programme (Ml/d) input as +ve 2049-50: -6.3381; Gains in Water Available For Use / Savings in Demand under the selected programme (Ml/d) input as +ve 2050-51: -2.368; Gains in Water Available For Use / Savings in Demand under the selected programme (Ml/d) input as +ve 2051-52: -2.0249; Gains in Water Available For Use / Savings in Demand under the selected programme (Ml/d) input as +ve 2061-62: -0.29372
52aA | Bulk export (SNZ): Pulborough to Havant Thicket Reservoir (50Ml/d) | SWS_SNZ_HI-TFR_PWE_ALL_havant -hardha r 50 | External raw water bulk supply/transfer | Resource Options | N | Alternative Plan 6 | PWSPRT | Ml/d | 2 | Gains in Water Available For Use / Savings in Demand under the selected programme (Ml/d) input as +ve 2040-41: -19.7167; Gains in Water Available For Use / Savings in Demand under the selected programme (Ml/d) input as +ve 2041-42: -40; Gains in Water Available For Use / Savings in Demand under the selected programme (Ml/d) input as +ve 2042-43: -40; Gains in Water Available For Use / Savings in Demand under the selected programme (Ml/d) input as +ve 2043-44: -39.7792; Gains in Water Available For Use / Savings in Demand under the selected programme (Ml/d) input as +ve 2044-45: -38.689; Gains in Water Available For Use / Savings in Demand under the selected programme (Ml/d) input as +ve 2045-46: -40; Gains in Water Available For Use / Savings in Demand under the selected programme (Ml/d) input as +ve 2046-47: -40; Gains in Water Available For Use / Savings in Demand under the selected programme (Ml/d) input as +ve 2047-48: -40; Gains in Water Available For Use / Savings in Demand under the selected programme (Ml/d) input as +ve 2048-49: -20.2666; Gains in Water Available For Use / Savings in Demand under the selected programme (Ml/d) input as +ve 2049-50: -23.6619; Gains in Water Available For Use / Savings in Demand under the selected programme (Ml/d) input as +ve 2050-51: -27.632; Gains in Water Available For Use / Savings in Demand under the selected programme (Ml/d) input as +ve 2051-52: -27.9751; Gains in Water Available For Use / Savings in Demand under the selected programme (Ml/d) input as +ve 2052-53: -25.8611; Gains in Water Available For Use / Savings in Demand under the selected programme (Ml/d) input as +ve 2053-54: -25.6712; Gains in Water Available For Use / Savings in Demand under the selected programme (Ml/d) input as +ve 2054-55: -26.6397; Gains in Water Available For Use / Savings in Demand under the selected programme (Ml/d) input as +ve 2055-56: 0; Gains in Water Available For Use / Savings in Demand under the selected programme (Ml/d) input as +ve 2056-57: 0; Gains in Water Available For Use / Savings in Demand under the selected programme (Ml/d) input as +ve 2057-58: 0; Gains in Water Available For Use / Savings in Demand under the selected programme (Ml/d) input as +ve 2058-59: -23.3945; Gains in Water Available For Use / Savings in Demand under the selected programme (Ml/d) input as +ve 2059-60: 0; Gains in Water Available For Use / Savings in Demand under the selected programme (Ml/d) input as +ve 2060-61: 0; Gains in Water Available For Use / Savings in Demand under the selected programme (Ml/d) input as +ve 2061-62: -19.7063; Gains in Water Available For Use / Savings in Demand under the selected programme (Ml/d) input as +ve 2062-63: 0; Gains in Water Available For Use / Savings in Demand under the selected programme (Ml/d) input as +ve 2063-64: 0; Gains in Water Available For Use / Savings in Demand under the selected programme (Ml/d) input as +ve 2064-65: 0; Gains in Water Available For Use / Savings in Demand under the selected programme (Ml/d) input as +ve 2065-66: 0; Gains in Water Available For Use / Savings in Demand under the selected programme (Ml/d) input as +ve 2066-67: 0; Gains in Water Available For Use / Savings in Demand under the selected programme (Ml/d) input as +ve 2067-68: 0; Gains in Water Available For Use / Savings in Demand under the selected programme (Ml/d) input as +ve 2068-69: -24.2879; Gains in Water Available For Use / Savings in Demand under the selected programme (Ml/d) input as +ve 2069-70: 0; Gains in Water Available For Use / Savings in Demand under the selected programme (Ml/d) input as +ve 2070-71: 0; Gains in Water Available For Use / Savings in Demand under the selected programme (Ml/d) input as +ve 2071-72: -22.6876; Gains in Water Available For Use / Savings in Demand under the selected programme (Ml/d) input as +ve 2072-73: 0; Gains in Water Available For Use / Savings in Demand under the selected programme (Ml/d) input as +ve 2073-74: 0; Gains in Water Available For Use / Savings in Demand under the selected programme (Ml/d) input as +ve 2074-75: 0
52aA | Bulk export (SNZ): Pulborough to Havant Thicket Reservoir (50Ml/d) Phase 2 | SWS_havant th-hardham r 50 pipe WTW phase 2 | External raw water bulk supply/transfer | Resource Options | N | Alternative Plan 6 | PWSPRT | Ml/d | 2 | Gains in Water Available For Use / Savings in Demand under the selected programme (Ml/d) input as +ve 2059-60: -1.3347
52aA | Bulk export (SNZ): Pulborough to Havant Thicket Reservoir (50Ml/d) Phase 2 | SWS_havant th-hardham r 50 pipe WTW phase 2 | External raw water bulk supply/transfer | Resource Options | N | Alternative Plan 6 | PWSPRT | Ml/d | 2 | Gains in Water Available For Use / Savings in Demand under the selected programme (Ml/d) input as +ve 2040-41: 0; Gains in Water Available For Use / Savings in Demand under the selected programme (Ml/d) input as +ve 2041-42: 0; Gains in Water Available For Use / Savings in Demand under the selected programme (Ml/d) input as +ve 2042-43: 0; Gains in Water Available For Use / Savings in Demand under the selected programme (Ml/d) input as +ve 2043-44: 0; Gains in Water Available For Use / Savings in Demand under the selected programme (Ml/d) input as +ve 2044-45: 0; Gains in Water Available For Use / Savings in Demand under the selected programme (Ml/d) input as +ve 2045-46: 0; Gains in Water Available For Use / Savings in Demand under the selected programme (Ml/d) input as +ve 2046-47: 0; Gains in Water Available For Use / Savings in Demand under the selected programme (Ml/d) input as +ve 2047-48: 0; Gains in Water Available For Use / Savings in Demand under the selected programme (Ml/d) input as +ve 2048-49: 0; Gains in Water Available For Use / Savings in Demand under the selected programme (Ml/d) input as +ve 2049-50: 0; Gains in Water Available For Use / Savings in Demand under the selected programme (Ml/d) input as +ve 2050-51: 0; Gains in Water Available For Use / Savings in Demand under the selected programme (Ml/d) input as +ve 2051-52: 0; Gains in Water Available For Use / Savings in Demand under the selected programme (Ml/d) input as +ve 2052-53: 0; Gains in Water Available For Use / Savings in Demand under the selected programme (Ml/d) input as +ve 2053-54: 0; Gains in Water Available For Use / Savings in Demand under the selected programme (Ml/d) input as +ve 2054-55: 0; Gains in Water Available For Use / Savings in Demand under the selected programme (Ml/d) input as +ve 2055-56: -27.0851; Gains in Water Available For Use / Savings in Demand under the selected programme (Ml/d) input as +ve 2056-57: -28.1383; Gains in Water Available For Use / Savings in Demand under the selected programme (Ml/d) input as +ve 2057-58: -22.8137; Gains in Water Available For Use / Savings in Demand under the selected programme (Ml/d) input as +ve 2058-59: 0; Gains in Water Available For Use / Savings in Demand under the selected programme (Ml/d) input as +ve 2059-60: -18.6653; Gains in Water Available For Use / Savings in Demand under the selected programme (Ml/d) input as +ve 2060-61: -21.1536; Gains in Water Available For Use / Savings in Demand under the selected programme (Ml/d) input as +ve 2061-62: 0; Gains in Water Available For Use / Savings in Demand under the selected programme (Ml/d) input as +ve 2062-63: -21.4096; Gains in Water Available For Use / Savings in Demand under the selected programme (Ml/d) input as +ve 2063-64: -21.7634; Gains in Water Available For Use / Savings in Demand under the selected programme (Ml/d) input as +ve 2064-65: -21.6322; Gains in Water Available For Use / Savings in Demand under the selected programme (Ml/d) input as +ve 2065-66: -22.0507; Gains in Water Available For Use / Savings in Demand under the selected programme (Ml/d) input as +ve 2066-67: -23.0634; Gains in Water Available For Use / Savings in Demand under the selected programme (Ml/d) input as +ve 2067-68: -24.6891; Gains in Water Available For Use / Savings in Demand under the selected programme (Ml/d) input as +ve 2068-69: 0; Gains in Water Available For Use / Savings in Demand under the selected programme (Ml/d) input as +ve 2069-70: -21.6391; Gains in Water Available For Use / Savings in Demand under the selected programme (Ml/d) input as +ve 2070-71: -23.0322; Gains in Water Available For Use / Savings in Demand under the selected programme (Ml/d) input as +ve 2071-72: 0; Gains in Water Available For Use / Savings in Demand under the selected programme (Ml/d) input as +ve 2072-73: -22.2665; Gains in Water Available For Use / Savings in Demand under the selected programme (Ml/d) input as +ve 2073-74: -22.1224; Gains in Water Available For Use / Savings in Demand under the selected programme (Ml/d) input as +ve 2074-75: -21.8801
52aA | Bulk export (SNZ): Pulborough to Havant Thicket Reservoir (50Ml/d) Phase 2 | SWS_havant th-hardham r 50 pipe WTW phase 2 | External raw water bulk supply/transfer | Resource Options | N | Alternative Plan 6 | SWSSNT | Ml/d | 2 | Gains in Water Available For Use / Savings in Demand under the selected programme (Ml/d) input as +ve 2040-41: 0; Gains in Water Available For Use / Savings in Demand under the selected programme (Ml/d) input as +ve 2041-42: 0; Gains in Water Available For Use / Savings in Demand under the selected programme (Ml/d) input as +ve 2042-43: 0; Gains in Water Available For Use / Savings in Demand under the selected programme (Ml/d) input as +ve 2043-44: 0; Gains in Water Available For Use / Savings in Demand under the selected programme (Ml/d) input as +ve 2044-45: 0; Gains in Water Available For Use / Savings in Demand under the selected programme (Ml/d) input as +ve 2045-46: 0; Gains in Water Available For Use / Savings in Demand under the selected programme (Ml/d) input as +ve 2046-47: 0; Gains in Water Available For Use / Savings in Demand under the selected programme (Ml/d) input as +ve 2047-48: 0; Gains in Water Available For Use / Savings in Demand under the selected programme (Ml/d) input as +ve 2048-49: 0; Gains in Water Available For Use / Savings in Demand under the selected programme (Ml/d) input as +ve 2049-50: 0; Gains in Water Available For Use / Savings in Demand under the selected programme (Ml/d) input as +ve 2050-51: 0; Gains in Water Available For Use / Savings in Demand under the selected programme (Ml/d) input as +ve 2051-52: 0; Gains in Water Available For Use / Savings in Demand under the selected programme (Ml/d) input as +ve 2052-53: 0; Gains in Water Available For Use / Savings in Demand under the selected programme (Ml/d) input as +ve 2053-54: 0; Gains in Water Available For Use / Savings in Demand under the selected programme (Ml/d) input as +ve 2054-55: 0; Gains in Water Available For Use / Savings in Demand under the selected programme (Ml/d) input as +ve 2055-56: 27.0851; Gains in Water Available For Use / Savings in Demand under the selected programme (Ml/d) input as +ve 2056-57: 28.1383; Gains in Water Available For Use / Savings in Demand under the selected programme (Ml/d) input as +ve 2057-58: 22.8137; Gains in Water Available For Use / Savings in Demand under the selected programme (Ml/d) input as +ve 2058-59: 0; Gains in Water Available For Use / Savings in Demand under the selected programme (Ml/d) input as +ve 2059-60: 18.6653; Gains in Water Available For Use / Savings in Demand under the selected programme (Ml/d) input as +ve 2060-61: 21.1536; Gains in Water Available For Use / Savings in Demand under the selected programme (Ml/d) input as +ve 2061-62: 0; Gains in Water Available For Use / Savings in Demand under the selected programme (Ml/d) input as +ve 2062-63: 21.4096; Gains in Water Available For Use / Savings in Demand under the selected programme (Ml/d) input as +ve 2063-64: 21.7634; Gains in Water Available For Use / Savings in Demand under the selected programme (Ml/d) input as +ve 2064-65: 21.6322; Gains in Water Available For Use / Savings in Demand under the selected programme (Ml/d) input as +ve 2065-66: 22.0507; Gains in Water Available For Use / Savings in Demand under the selected programme (Ml/d) input as +ve 2066-67: 23.0634; Gains in Water Available For Use / Savings in Demand under the selected programme (Ml/d) input as +ve 2067-68: 24.6891; Gains in Water Available For Use / Savings in Demand under the selected programme (Ml/d) input as +ve 2068-69: 0; Gains in Water Available For Use / Savings in Demand under the selected programme (Ml/d) input as +ve 2069-70: 21.6391; Gains in Water Available For Use / Savings in Demand under the selected programme (Ml/d) input as +ve 2070-71: 23.0322; Gains in Water Available For Use / Savings in Demand under the selected programme (Ml/d) input as +ve 2071-72: 0; Gains in Water Available For Use / Savings in Demand under the selected programme (Ml/d) input as +ve 2072-73: 22.2665; Gains in Water Available For Use / Savings in Demand under the selected programme (Ml/d) input as +ve 2073-74: 22.1224; Gains in Water Available For Use / Savings in Demand under the selected programme (Ml/d) input as +ve 2074-75: 21.8801
52cA | Bulk import (HSE): PWC Source A to Eastleigh WSR Extension (30Ml/d) | SWS_pw2moor_extension | External potable bulk supply/transfer | Distribution Options | N | Alternative Plan 6 | SWSHSE | Ml/d | 2 | Gains in Water Available For Use / Savings in Demand under the selected programme (Ml/d) input as +ve 2029-30: 15; Gains in Water Available For Use / Savings in Demand under the selected programme (Ml/d) input as +ve 2030-31: 15; Gains in Water Available For Use / Savings in Demand under the selected programme (Ml/d) input as +ve 2031-32: 15; Gains in Water Available For Use / Savings in Demand under the selected programme (Ml/d) input as +ve 2032-33: 14.2443; Gains in Water Available For Use / Savings in Demand under the selected programme (Ml/d) input as +ve 2033-34: 12.2576; Gains in Water Available For Use / Savings in Demand under the selected programme (Ml/d) input as +ve 2034-35: 12.3053; Gains in Water Available For Use / Savings in Demand under the selected programme (Ml/d) input as +ve 2035-36: 15; Gains in Water Available For Use / Savings in Demand under the selected programme (Ml/d) input as +ve 2036-37: 15; Gains in Water Available For Use / Savings in Demand under the selected programme (Ml/d) input as +ve 2037-38: 15; Gains in Water Available For Use / Savings in Demand under the selected programme (Ml/d) input as +ve 2038-39: 15; Gains in Water Available For Use / Savings in Demand under the selected programme (Ml/d) input as +ve 2039-40: 0; Gains in Water Available For Use / Savings in Demand under the selected programme (Ml/d) input as +ve 2040-41: 0; Gains in Water Available For Use / Savings in Demand under the selected programme (Ml/d) input as +ve 2041-42: 0; Gains in Water Available For Use / Savings in Demand under the selected programme (Ml/d) input as +ve 2042-43: 0; Gains in Water Available For Use / Savings in Demand under the selected programme (Ml/d) input as +ve 2043-44: 0; Gains in Water Available For Use / Savings in Demand under the selected programme (Ml/d) input as +ve 2044-45: 0; Gains in Water Available For Use / Savings in Demand under the selected programme (Ml/d) input as +ve 2045-46: 0; Gains in Water Available For Use / Savings in Demand under the selected programme (Ml/d) input as +ve 2046-47: 0; Gains in Water Available For Use / Savings in Demand under the selected programme (Ml/d) input as +ve 2047-48: 0; Gains in Water Available For Use / Savings in Demand under the selected programme (Ml/d) input as +ve 2048-49: 0; Gains in Water Available For Use / Savings in Demand under the selected programme (Ml/d) input as +ve 2049-50: 0; Gains in Water Available For Use / Savings in Demand under the selected programme (Ml/d) input as +ve 2050-51: 0; Gains in Water Available For Use / Savings in Demand under the selected programme (Ml/d) input as +ve 2051-52: 0; Gains in Water Available For Use / Savings in Demand under the selected programme (Ml/d) input as +ve 2052-53: 0; Gains in Water Available For Use / Savings in Demand under the selected programme (Ml/d) input as +ve 2053-54: 0; Gains in Water Available For Use / Savings in Demand under the selected programme (Ml/d) input as +ve 2054-55: 0; Gains in Water Available For Use / Savings in Demand under the selected programme (Ml/d) input as +ve 2055-56: 0; Gains in Water Available For Use / Savings in Demand under the selected programme (Ml/d) input as +ve 2056-57: 0; Gains in Water Available For Use / Savings in Demand under the selected programme (Ml/d) input as +ve 2057-58: 0; Gains in Water Available For Use / Savings in Demand under the selected programme (Ml/d) input as +ve 2058-59: 0; Gains in Water Available For Use / Savings in Demand under the selected programme (Ml/d) input as +ve 2059-60: 0; Gains in Water Available For Use / Savings in Demand under the selected programme (Ml/d) input as +ve 2060-61: 0; Gains in Water Available For Use / Savings in Demand under the selected programme (Ml/d) input as +ve 2061-62: 0; Gains in Water Available For Use / Savings in Demand under the selected programme (Ml/d) input as +ve 2062-63: 0; Gains in Water Available For Use / Savings in Demand under the selected programme (Ml/d) input as +ve 2063-64: 0; Gains in Water Available For Use / Savings in Demand under the selected programme (Ml/d) input as +ve 2064-65: 0; Gains in Water Available For Use / Savings in Demand under the selected programme (Ml/d) input as +ve 2065-66: 0; Gains in Water Available For Use / Savings in Demand under the selected programme (Ml/d) input as +ve 2066-67: 0; Gains in Water Available For Use / Savings in Demand under the selected programme (Ml/d) input as +ve 2067-68: 0; Gains in Water Available For Use / Savings in Demand under the selected programme (Ml/d) input as +ve 2068-69: 0; Gains in Water Available For Use / Savings in Demand under the selected programme (Ml/d) input as +ve 2069-70: 0; Gains in Water Available For Use / Savings in Demand under the selected programme (Ml/d) input as +ve 2070-71: 0; Gains in Water Available For Use / Savings in Demand under the selected programme (Ml/d) input as +ve 2071-72: 0; Gains in Water Available For Use / Savings in Demand under the selected programme (Ml/d) input as +ve 2072-73: 0; Gains in Water Available For Use / Savings in Demand under the selected programme (Ml/d) input as +ve 2073-74: 0; Gains in Water Available For Use / Savings in Demand under the selected programme (Ml/d) input as +ve 2074-75: 0
52cA | Bulk import (HSE): PWC Source A to Eastleigh WSR Extension (30Ml/d) | SWS_pw2moor_extension | External potable bulk supply/transfer | Distribution Options | N | Alternative Plan 6 | PWSPRT | Ml/d | 2 | Gains in Water Available For Use / Savings in Demand under the selected programme (Ml/d) input as +ve 2029-30: -15; Gains in Water Available For Use / Savings in Demand under the selected programme (Ml/d) input as +ve 2030-31: -15; Gains in Water Available For Use / Savings in Demand under the selected programme (Ml/d) input as +ve 2031-32: -15; Gains in Water Available For Use / Savings in Demand under the selected programme (Ml/d) input as +ve 2032-33: -14.2443; Gains in Water Available For Use / Savings in Demand under the selected programme (Ml/d) input as +ve 2033-34: -12.2576; Gains in Water Available For Use / Savings in Demand under the selected programme (Ml/d) input as +ve 2034-35: -12.3053; Gains in Water Available For Use / Savings in Demand under the selected programme (Ml/d) input as +ve 2035-36: -15; Gains in Water Available For Use / Savings in Demand under the selected programme (Ml/d) input as +ve 2036-37: -15; Gains in Water Available For Use / Savings in Demand under the selected programme (Ml/d) input as +ve 2037-38: -15; Gains in Water Available For Use / Savings in Demand under the selected programme (Ml/d) input as +ve 2038-39: -15; Gains in Water Available For Use / Savings in Demand under the selected programme (Ml/d) input as +ve 2039-40: 0; Gains in Water Available For Use / Savings in Demand under the selected programme (Ml/d) input as +ve 2040-41: 0; Gains in Water Available For Use / Savings in Demand under the selected programme (Ml/d) input as +ve 2041-42: 0; Gains in Water Available For Use / Savings in Demand under the selected programme (Ml/d) input as +ve 2042-43: 0; Gains in Water Available For Use / Savings in Demand under the selected programme (Ml/d) input as +ve 2043-44: 0; Gains in Water Available For Use / Savings in Demand under the selected programme (Ml/d) input as +ve 2044-45: 0; Gains in Water Available For Use / Savings in Demand under the selected programme (Ml/d) input as +ve 2045-46: 0; Gains in Water Available For Use / Savings in Demand under the selected programme (Ml/d) input as +ve 2046-47: 0; Gains in Water Available For Use / Savings in Demand under the selected programme (Ml/d) input as +ve 2047-48: 0; Gains in Water Available For Use / Savings in Demand under the selected programme (Ml/d) input as +ve 2048-49: 0; Gains in Water Available For Use / Savings in Demand under the selected programme (Ml/d) input as +ve 2049-50: 0; Gains in Water Available For Use / Savings in Demand under the selected programme (Ml/d) input as +ve 2050-51: 0; Gains in Water Available For Use / Savings in Demand under the selected programme (Ml/d) input as +ve 2051-52: 0; Gains in Water Available For Use / Savings in Demand under the selected programme (Ml/d) input as +ve 2052-53: 0; Gains in Water Available For Use / Savings in Demand under the selected programme (Ml/d) input as +ve 2053-54: 0; Gains in Water Available For Use / Savings in Demand under the selected programme (Ml/d) input as +ve 2054-55: 0; Gains in Water Available For Use / Savings in Demand under the selected programme (Ml/d) input as +ve 2055-56: 0; Gains in Water Available For Use / Savings in Demand under the selected programme (Ml/d) input as +ve 2056-57: 0; Gains in Water Available For Use / Savings in Demand under the selected programme (Ml/d) input as +ve 2057-58: 0; Gains in Water Available For Use / Savings in Demand under the selected programme (Ml/d) input as +ve 2058-59: 0; Gains in Water Available For Use / Savings in Demand under the selected programme (Ml/d) input as +ve 2059-60: 0; Gains in Water Available For Use / Savings in Demand under the selected programme (Ml/d) input as +ve 2060-61: 0; Gains in Water Available For Use / Savings in Demand under the selected programme (Ml/d) input as +ve 2061-62: 0; Gains in Water Available For Use / Savings in Demand under the selected programme (Ml/d) input as +ve 2062-63: 0; Gains in Water Available For Use / Savings in Demand under the selected programme (Ml/d) input as +ve 2063-64: 0; Gains in Water Available For Use / Savings in Demand under the selected programme (Ml/d) input as +ve 2064-65: 0; Gains in Water Available For Use / Savings in Demand under the selected programme (Ml/d) input as +ve 2065-66: 0; Gains in Water Available For Use / Savings in Demand under the selected programme (Ml/d) input as +ve 2066-67: 0; Gains in Water Available For Use / Savings in Demand under the selected programme (Ml/d) input as +ve 2067-68: 0; Gains in Water Available For Use / Savings in Demand under the selected programme (Ml/d) input as +ve 2068-69: 0; Gains in Water Available For Use / Savings in Demand under the selected programme (Ml/d) input as +ve 2069-70: 0; Gains in Water Available For Use / Savings in Demand under the selected programme (Ml/d) input as +ve 2070-71: 0; Gains in Water Available For Use / Savings in Demand under the selected programme (Ml/d) input as +ve 2071-72: 0; Gains in Water Available For Use / Savings in Demand under the selected programme (Ml/d) input as +ve 2072-73: 0; Gains in Water Available For Use / Savings in Demand under the selected programme (Ml/d) input as +ve 2073-74: 0; Gains in Water Available For Use / Savings in Demand under the selected programme (Ml/d) input as +ve 2074-75: 0
52cA | Bulk import (SNZ): PWC to Pulborough (15Ml/d) | SWS_pw2pul | External potable bulk supply/transfer | Distribution Options | N | Alternative Plan 6 | PWSPRT | Ml/d | 2 |  |  | 0 | 0 | 0 | 0 | 0 | 0 | 0 | 0 | 0 | 0 | 0 | 0 | 0 | 0 | 0 | 0 | 0 | 0 | 0 | 0 | 0 | 0 | 0 | 0 | 0 | 0 | 0 | 0 | 0 | 0 | 0 | 0 | 0 | 0 | 0 | 0 | 0 | 0 | 0 | 0 | 0 | 0 | 0 | 0 | 0 | 0 | 0 | 0 | 0 | 0 | 0 | 0 | 0 | 0
52cA | Bulk import (SNZ): PWC to Pulborough (15Ml/d) | SWS_pw2pul | External potable bulk supply/transfer | Distribution Options | N | Alternative Plan 6 | SWSSNT | Ml/d | 2 |  |  | 0 | 0 | 0 | 0 | 0 | 0 | 0 | 0 | 0 | 0 | 0 | 0 | 0 | 0 | 0 | 0 | 0 | 0 | 0 | 0 | 0 | 0 | 0 | 0 | 0 | 0 | 0 | 0 | 0 | 0 | 0 | 0 | 0 | 0 | 0 | 0 | 0 | 0 | 0 | 0 | 0 | 0 | 0 | 0 | 0 | 0 | 0 | 0 | 0 | 0 | 0 | 0 | 0 | 0
52cA | Bulk import (SNZ): PWC to Pulborough extension (15Ml/d) | SWS_pw2pul_extension | External potable bulk supply/transfer | Distribution Options | N | Alternative Plan 6 | PWSPRT | Ml/d | 2 | [7 empty] | -15 | -15 | -15 | -15 | -15 | -15 | -15 | -15 | -15 | -15 | -15 | -15 | -15 | -5.9968 | 0 | -1.7792 | -0.79948 | 0 | 0 | -4.192 | -3.4922 | -0.65868 | 0 | 0 | 0 | 0 | 0 | 0 | 0 | 0 | 0 | 0 | 0 | 0 | 0 | 0 | 0 | 0 | 0 | 0 | 0 | 0 | 0 | 0 | 0 | 0 | 0 | 0 | 0
52cA | Bulk import (SNZ): PWC to Pulborough extension (15Ml/d) | SWS_pw2pul_extension | External potable bulk supply/transfer | Distribution Options | N | Alternative Plan 6 | SWSSNT | Ml/d | 2 | [7 empty] | 15 | 15 | 15 | 15 | 15 | 15 | 15 | 15 | 15 | 15 | 15 | 15 | 15 | 5.9968 | 0 | 1.7792 | 0.79948 | 0 | 0 | 4.192 | 3.4922 | 0.65868 | 0 | 0 | 0 | 0 | 0 | 0 | 0 | 0 | 0 | 0 | 0 | 0 | 0 | 0 | 0 | 0 | 0 | 0 | 0 | 0 | 0 | 0 | 0 | 0 | 0 | 0 | 0
52cA | Bulk import (HSE): PWC Source A to Otterbourne WSW (21Ml/d) | SWS_pwcgm1 | External potable bulk supply/transfer | Distribution Options | N | Alternative Plan 6 | PWSPRT | Ml/d | 2 | Gains in Water Available For Use / Savings in Demand under the selected programme (Ml/d) input as +ve 2031-32: -21; Gains in Water Available For Use / Savings in Demand under the selected programme (Ml/d) input as +ve 2032-33: -21; Gains in Water Available For Use / Savings in Demand under the selected programme (Ml/d) input as +ve 2033-34: -21; Gains in Water Available For Use / Savings in Demand under the selected programme (Ml/d) input as +ve 2034-35: -21; Gains in Water Available For Use / Savings in Demand under the selected programme (Ml/d) input as +ve 2035-36: -21; Gains in Water Available For Use / Savings in Demand under the selected programme (Ml/d) input as +ve 2036-37: -21; Gains in Water Available For Use / Savings in Demand under the selected programme (Ml/d) input as +ve 2037-38: -21; Gains in Water Available For Use / Savings in Demand under the selected programme (Ml/d) input as +ve 2038-39: -21; Gains in Water Available For Use / Savings in Demand under the selected programme (Ml/d) input as +ve 2039-40: -21; Gains in Water Available For Use / Savings in Demand under the selected programme (Ml/d) input as +ve 2040-41: -21; Gains in Water Available For Use / Savings in Demand under the selected programme (Ml/d) input as +ve 2041-42: -21; Gains in Water Available For Use / Savings in Demand under the selected programme (Ml/d) input as +ve 2042-43: -21; Gains in Water Available For Use / Savings in Demand under the selected programme (Ml/d) input as +ve 2043-44: -21; Gains in Water Available For Use / Savings in Demand under the selected programme (Ml/d) input as +ve 2044-45: -21; Gains in Water Available For Use / Savings in Demand under the selected programme (Ml/d) input as +ve 2045-46: -21; Gains in Water Available For Use / Savings in Demand under the selected programme (Ml/d) input as +ve 2046-47: -21; Gains in Water Available For Use / Savings in Demand under the selected programme (Ml/d) input as +ve 2047-48: -21; Gains in Water Available For Use / Savings in Demand under the selected programme (Ml/d) input as +ve 2048-49: -21; Gains in Water Available For Use / Savings in Demand under the selected programme (Ml/d) input as +ve 2049-50: -21; Gains in Water Available For Use / Savings in Demand under the selected programme (Ml/d) input as +ve 2050-51: -21; Gains in Water Available For Use / Savings in Demand under the selected programme (Ml/d) input as +ve 2051-52: -21; Gains in Water Available For Use / Savings in Demand under the selected programme (Ml/d) input as +ve 2052-53: -21; Gains in Water Available For Use / Savings in Demand under the selected programme (Ml/d) input as +ve 2053-54: -21; Gains in Water Available For Use / Savings in Demand under the selected programme (Ml/d) input as +ve 2054-55: -21; Gains in Water Available For Use / Savings in Demand under the selected programme (Ml/d) input as +ve 2055-56: -21; Gains in Water Available For Use / Savings in Demand under the selected programme (Ml/d) input as +ve 2056-57: -21; Gains in Water Available For Use / Savings in Demand under the selected programme (Ml/d) input as +ve 2057-58: -21; Gains in Water Available For Use / Savings in Demand under the selected programme (Ml/d) input as +ve 2058-59: -21; Gains in Water Available For Use / Savings in Demand under the selected programme (Ml/d) input as +ve 2059-60: -21; Gains in Water Available For Use / Savings in Demand under the selected programme (Ml/d) input as +ve 2060-61: -21; Gains in Water Available For Use / Savings in Demand under the selected programme (Ml/d) input as +ve 2061-62: -21; Gains in Water Available For Use / Savings in Demand under the selected programme (Ml/d) input as +ve 2062-63: -21; Gains in Water Available For Use / Savings in Demand under the selected programme (Ml/d) input as +ve 2063-64: -21; Gains in Water Available For Use / Savings in Demand under the selected programme (Ml/d) input as +ve 2064-65: -21; Gains in Water Available For Use / Savings in Demand under the selected programme (Ml/d) input as +ve 2065-66: -21; Gains in Water Available For Use / Savings in Demand under the selected programme (Ml/d) input as +ve 2066-67: -21; Gains in Water Available For Use / Savings in Demand under the selected programme (Ml/d) input as +ve 2067-68: -21; Gains in Water Available For Use / Savings in Demand under the selected programme (Ml/d) input as +ve 2068-69: -21; Gains in Water Available For Use / Savings in Demand under the selected programme (Ml/d) input as +ve 2069-70: -21; Gains in Water Available For Use / Savings in Demand under the selected programme (Ml/d) input as +ve 2070-71: -21; Gains in Water Available For Use / Savings in Demand under the selected programme (Ml/d) input as +ve 2071-72: -21; Gains in Water Available For Use / Savings in Demand under the selected programme (Ml/d) input as +ve 2072-73: -21; Gains in Water Available For Use / Savings in Demand under the selected programme (Ml/d) input as +ve 2073-74: -21; Gains in Water Available For Use / Savings in Demand under the selected programme (Ml/d) input as +ve 2074-75: -21
52cA | Bulk import (HSE): PWC Source A to Otterbourne WSW (21Ml/d) | SWS_pwcgm1 | External potable bulk supply/transfer | Distribution Options | N | Alternative Plan 6 | SWSHSE | Ml/d | 2 | Gains in Water Available For Use / Savings in Demand under the selected programme (Ml/d) input as +ve 2031-32: 21; Gains in Water Available For Use / Savings in Demand under the selected programme (Ml/d) input as +ve 2032-33: 21; Gains in Water Available For Use / Savings in Demand under the selected programme (Ml/d) input as +ve 2033-34: 21; Gains in Water Available For Use / Savings in Demand under the selected programme (Ml/d) input as +ve 2034-35: 21; Gains in Water Available For Use / Savings in Demand under the selected programme (Ml/d) input as +ve 2035-36: 21; Gains in Water Available For Use / Savings in Demand under the selected programme (Ml/d) input as +ve 2036-37: 21; Gains in Water Available For Use / Savings in Demand under the selected programme (Ml/d) input as +ve 2037-38: 21; Gains in Water Available For Use / Savings in Demand under the selected programme (Ml/d) input as +ve 2038-39: 21; Gains in Water Available For Use / Savings in Demand under the selected programme (Ml/d) input as +ve 2039-40: 21; Gains in Water Available For Use / Savings in Demand under the selected programme (Ml/d) input as +ve 2040-41: 21; Gains in Water Available For Use / Savings in Demand under the selected programme (Ml/d) input as +ve 2041-42: 21; Gains in Water Available For Use / Savings in Demand under the selected programme (Ml/d) input as +ve 2042-43: 21; Gains in Water Available For Use / Savings in Demand under the selected programme (Ml/d) input as +ve 2043-44: 21; Gains in Water Available For Use / Savings in Demand under the selected programme (Ml/d) input as +ve 2044-45: 21; Gains in Water Available For Use / Savings in Demand under the selected programme (Ml/d) input as +ve 2045-46: 21; Gains in Water Available For Use / Savings in Demand under the selected programme (Ml/d) input as +ve 2046-47: 21; Gains in Water Available For Use / Savings in Demand under the selected programme (Ml/d) input as +ve 2047-48: 21; Gains in Water Available For Use / Savings in Demand under the selected programme (Ml/d) input as +ve 2048-49: 21; Gains in Water Available For Use / Savings in Demand under the selected programme (Ml/d) input as +ve 2049-50: 21; Gains in Water Available For Use / Savings in Demand under the selected programme (Ml/d) input as +ve 2050-51: 21; Gains in Water Available For Use / Savings in Demand under the selected programme (Ml/d) input as +ve 2051-52: 21; Gains in Water Available For Use / Savings in Demand under the selected programme (Ml/d) input as +ve 2052-53: 21; Gains in Water Available For Use / Savings in Demand under the selected programme (Ml/d) input as +ve 2053-54: 21; Gains in Water Available For Use / Savings in Demand under the selected programme (Ml/d) input as +ve 2054-55: 21; Gains in Water Available For Use / Savings in Demand under the selected programme (Ml/d) input as +ve 2055-56: 21; Gains in Water Available For Use / Savings in Demand under the selected programme (Ml/d) input as +ve 2056-57: 21; Gains in Water Available For Use / Savings in Demand under the selected programme (Ml/d) input as +ve 2057-58: 21; Gains in Water Available For Use / Savings in Demand under the selected programme (Ml/d) input as +ve 2058-59: 21; Gains in Water Available For Use / Savings in Demand under the selected programme (Ml/d) input as +ve 2059-60: 21; Gains in Water Available For Use / Savings in Demand under the selected programme (Ml/d) input as +ve 2060-61: 21; Gains in Water Available For Use / Savings in Demand under the selected programme (Ml/d) input as +ve 2061-62: 21; Gains in Water Available For Use / Savings in Demand under the selected programme (Ml/d) input as +ve 2062-63: 21; Gains in Water Available For Use / Savings in Demand under the selected programme (Ml/d) input as +ve 2063-64: 21; Gains in Water Available For Use / Savings in Demand under the selected programme (Ml/d) input as +ve 2064-65: 21; Gains in Water Available For Use / Savings in Demand under the selected programme (Ml/d) input as +ve 2065-66: 21; Gains in Water Available For Use / Savings in Demand under the selected programme (Ml/d) input as +ve 2066-67: 21; Gains in Water Available For Use / Savings in Demand under the selected programme (Ml/d) input as +ve 2067-68: 21; Gains in Water Available For Use / Savings in Demand under the selected programme (Ml/d) input as +ve 2068-69: 21; Gains in Water Available For Use / Savings in Demand under the selected programme (Ml/d) input as +ve 2069-70: 21; Gains in Water Available For Use / Savings in Demand under the selected programme (Ml/d) input as +ve 2070-71: 21; Gains in Water Available For Use / Savings in Demand under the selected programme (Ml/d) input as +ve 2071-72: 21; Gains in Water Available For Use / Savings in Demand under the selected programme (Ml/d) input as +ve 2072-73: 21; Gains in Water Available For Use / Savings in Demand under the selected programme (Ml/d) input as +ve 2073-74: 21; Gains in Water Available For Use / Savings in Demand under the selected programme (Ml/d) input as +ve 2074-75: 21
52dA | Resilience change from 1 in 500 to 1 in 200 for PWSPRT | PRT_PRT_200_los resilience | Change in levels of service | Customer Options | N | Alternative Plan 7 | PWSPRT | Ml/d | 2 | Gains in Water Available For Use / Savings in Demand under the selected programme (Ml/d) input as +ve 2021-22: 8.731; Gains in Water Available For Use / Savings in Demand under the selected programme (Ml/d) input as +ve 2022-23: 8.7139; Gains in Water Available For Use / Savings in Demand under the selected programme (Ml/d) input as +ve 2023-24: 8.6968; Gains in Water Available For Use / Savings in Demand under the selected programme (Ml/d) input as +ve 2024-25: 8.6796; Gains in Water Available For Use / Savings in Demand under the selected programme (Ml/d) input as +ve 2025-26: 8.6625; Gains in Water Available For Use / Savings in Demand under the selected programme (Ml/d) input as +ve 2026-27: 8.6454; Gains in Water Available For Use / Savings in Demand under the selected programme (Ml/d) input as +ve 2027-28: 8.6282; Gains in Water Available For Use / Savings in Demand under the selected programme (Ml/d) input as +ve 2028-29: 8.6111; Gains in Water Available For Use / Savings in Demand under the selected programme (Ml/d) input as +ve 2029-30: 8.594; Gains in Water Available For Use / Savings in Demand under the selected programme (Ml/d) input as +ve 2030-31: 8.5769; Gains in Water Available For Use / Savings in Demand under the selected programme (Ml/d) input as +ve 2031-32: 8.5597; Gains in Water Available For Use / Savings in Demand under the selected programme (Ml/d) input as +ve 2032-33: 8.5426; Gains in Water Available For Use / Savings in Demand under the selected programme (Ml/d) input as +ve 2033-34: 8.5255; Gains in Water Available For Use / Savings in Demand under the selected programme (Ml/d) input as +ve 2034-35: 8.5084; Gains in Water Available For Use / Savings in Demand under the selected programme (Ml/d) input as +ve 2035-36: 8.4913; Gains in Water Available For Use / Savings in Demand under the selected programme (Ml/d) input as +ve 2036-37: 8.4741; Gains in Water Available For Use / Savings in Demand under the selected programme (Ml/d) input as +ve 2037-38: 8.457; Gains in Water Available For Use / Savings in Demand under the selected programme (Ml/d) input as +ve 2038-39: 8.4399
52dA | AMI / Smart metering - Infrastructure - Company - High+ | PRT_PRT_EF-CRE_ALL_ALL_ami_infra high+ | Other water efficiency | Customer Options | N | Alternative Plan 7 | PWSPRT | Ml/d | 2 | [6 empty] | 0 | 0 | 0 | 0 | 0 | 0 | 0 | 0 | 0 | 0 | 0 | 0 | 0 | 0 | 0 | 0 | 0 | 0 | 0 | 0 | 0 | 0 | 0 | 0 | 0 | 0 | 0 | 0 | 0 | 0 | 0 | 0 | 0 | 0 | 0 | 0 | 0 | 0 | 0 | 0 | 0 | 0 | 0 | 0 | 0 | 0 | 0 | 0 | 0 | 0
52dA | AMI / Smart metering - Household - Company - High+ | PRT_PRT_EF-CRE_ALL_ALL_ami_smrt_m_hh high+ | Metering other selective | Customer Options | N | Alternative Plan 7 | PWSPRT | Ml/d | 2 | [6 empty] | 0 | 0.0223 | 0.1907 | 0.4771 | 0.8777 | 1.3454 | 1.7949 | 2.2715 | 3.2607 | 3.4032 | 3.4032 | 3.4032 | 3.4032 | 3.4032 | 3.4032 | 3.4032 | 3.4032 | 3.4032 | 3.4032 | 3.4032 | 3.4032 | 3.4032 | 3.4032 | 3.4032 | 3.4032 | 3.4032 | 3.4032 | 3.4032 | 3.4032 | 3.4032 | 3.4032 | 3.4032 | 3.4032 | 3.4032 | 3.4032 | 3.4032 | 3.4032 | 3.4032 | 3.4032 | 3.4032 | 3.4032 | 3.4032 | 3.4032 | 3.4032 | 3.4032 | 3.4032 | 3.4032 | 3.4032 | 3.4032 | 3.4032
52dA | AMI / Smart metering - Non-Household - Company - High+ | PRT_PRT_EF-CRE_ALL_ALL_ami_smrt_m_nhh high+ | Metering other selective | Customer Options | N | Alternative Plan 7 | PWSPRT | Ml/d | 2 | [6 empty] | 0.374 | 1.4961 | 2.5086 | 2.9729 | 3.424 | 3.4936 | 3.5632 | 3.6327 | 3.6771 | 3.6771 | 3.6771 | 3.6771 | 3.6771 | 3.6771 | 3.6771 | 3.6771 | 3.6771 | 3.6771 | 3.6771 | 3.6771 | 3.6771 | 3.6771 | 3.6771 | 3.6771 | 3.6771 | 3.6771 | 3.6771 | 3.6771 | 3.6771 | 3.6771 | 3.6771 | 3.6771 | 3.6771 | 3.6771 | 3.6771 | 3.6771 | 3.6771 | 3.6771 | 3.6771 | 3.6771 | 3.6771 | 3.6771 | 3.6771 | 3.6771 | 3.6771 | 3.6771 | 3.6771 | 3.6771 | 3.6771 | 3.6771
52dA | Compulsory metering – Household - Company - High+ | PRT_PRT_EF-CRE_ALL_ALL_comp metering high+ | Metering compulsory | Customer Options | N | Alternative Plan 7 | PWSPRT | Ml/d | 2 | [6 empty] | 0 | 0.1041 | 0.8888 | 2.2231 | 4.0895 | 6.2682 | 8.3622 | 9.9894 | 9.9894 | 9.9894 | 9.9894 | 9.9894 | 9.9894 | 9.9894 | 9.9894 | 9.9894 | 9.9894 | 9.9894 | 9.9894 | 9.9894 | 9.9894 | 9.9894 | 9.9894 | 9.9894 | 9.9894 | 9.9894 | 9.9894 | 9.9894 | 9.9894 | 9.9894 | 9.9894 | 9.9894 | 9.9894 | 9.9894 | 9.9894 | 9.9894 | 9.9894 | 9.9894 | 9.9894 | 9.9894 | 9.9894 | 9.9894 | 9.9894 | 9.9894 | 9.9894 | 9.9894 | 9.9894 | 9.9894 | 9.9894 | 9.9894
52dA | Pressure control device - Company - High+ | PRT_PRT_EF-CRE_ALL_ALL_hh_pressure high+ | Retrofitting indoor water efficiency devices | Customer Options | N | Alternative Plan 7 | PWSPRT | Ml/d | 2 | [6 empty] | 0.0015 | 0.0031 | 0.0047 | 0.0063 | 0.008 | 0.0271 | 0.0463 | 0.0655 | 0.0847 | 0.104 | 0.152 | 0.152 | 0.152 | 0.152 | 0.152 | 0.344 | 0.344 | 0.344 | 0.344 | 0.344 | 0.344 | 0.344 | 0.344 | 0.344 | 0.344 | 0.344 | 0.344 | 0.344 | 0.344 | 0.344 | 0.344 | 0.344 | 0.344 | 0.344 | 0.344 | 0.344 | 0.344 | 0.344 | 0.344 | 0.344 | 0.344 | 0.344 | 0.344 | 0.344 | 0.344 | 0.344 | 0.344 | 0.344 | 0.344 | 0.344
52dA | Optant metering - Company - High+ | PRT_PRT_EF-CRE_ALL_ALL_optant_meter high+ | Metering optants | Customer Options | N | Alternative Plan 7 | PWSPRT | Ml/d | 2 | [6 empty] | 0.0313 | 0.0563 | 0.0763 | 0.0923 | 0.1051 | 0.1153 | 0.1235 | 0.1235 | 0.1235 | 0.1235 | 0.1235 | 0.1235 | 0.1235 | 0.1235 | 0.1235 | 0.1235 | 0.1235 | 0.1235 | 0.1235 | 0.1235 | 0.1235 | 0.1235 | 0.1235 | 0.1235 | 0.1235 | 0.1235 | 0.1235 | 0.1235 | 0.1235 | 0.1235 | 0.1235 | 0.1235 | 0.1235 | 0.1235 | 0.1235 | 0.1235 | 0.1235 | 0.1235 | 0.1235 | 0.1235 | 0.1235 | 0.1235 | 0.1235 | 0.1235 | 0.1235 | 0.1235 | 0.1235 | 0.1235 | 0.1235 | 0.1235
52dA | Government-led Demand Reduction - Profile C+ (Portsmouth Water) | PRT_PRT_EF-LKR_ALL_ALL_dmp prt gov c+2 | Other water efficiency | Customer Options | N | Alternative Plan 7 | PWSPRT | Ml/d | 2 | [6 empty] | 0.30422 | 0.61533 | 0.9344 | 1.2609 | 1.5953 | 2.2574 | 2.9331 | 3.6194 | 4.3096 | 5.0075 | 6.383 | 7.7704 | 9.1682 | 10.5738 | 11.9868 | 13.077 | 14.1761 | 15.2876 | 16.412 | 17.5507 | 18.3477 | 19.148 | 19.955 | 20.7738 | 21.6026 | 21.7145 | 21.7615 | 21.8057 | 21.8481 | 21.8881 | 21.9268 | 21.9627 | 21.9989 | 22.0359 | 22.0733 | 22.11 | 22.1468 | 22.184 | 22.2215 | 22.2572 | 22.2923 | 22.3273 | 22.364 | 22.4011 | 22.4386 | 22.4763 | 22.5137 | 22.5521 | 22.5905 | 22.6294
52cA | Leakage reduction - Active Leakage Control - Company - High+ | PRT_PRT_EF-LKR_ALL_ALL_leakage_alc high+ | Active leakage management | Distribution Options | N | Alternative Plan 7 | PWSPRT | Ml/d | 2 | [6 empty] | 1.9954 | 1.5687 | 1.662 | 2.2518 | 2.3699 | 2.4414 | 2.3459 | 2.2542 | 2.066 | 2.214 | 2.5126 | 2.8613 | 3.21 | 3.5587 | 3.8674 | 3.9274 | 3.9974 | 4.0674 | 4.1274 | 4.1974 | 4.2674 | 4.3374 | 4.3974 | 4.4574 | 4.5274 | 4.5974 | 4.6574 | 4.7174 | 4.7874 | 4.8474 | 4.9074 | 4.9674 | 5.0474 | 5.1174 | 5.1874 | 5.2674 | 5.3374 | 5.4074 | 5.4874 | 5.5574 | 5.6274 | 5.6974 | 5.7674 | 5.8374 | 5.9074 | 5.9774 | 6.0474 | 6.1174 | 6.1874 | 6.2574
52cA | Leakage reduction - Customer engagement / education / incentives - Non-Household - Company - High+ | PRT_PRT_EF-LKR_ALL_ALL_leakage_custen high+ | Other leakage control | Distribution Options | N | Alternative Plan 7 | PWSPRT | Ml/d | 2 | [6 empty] | 0 | 0 | 0 | 0 | 0 | 0.0126 | 0.0252 | 0.0378 | 0.0504 | 0.063 | 0.0756 | 0.0882 | 0.1008 | 0.1134 | 0.126 | 0.1386 | 0.1512 | 0.1638 | 0.1764 | 0.189 | 0.2016 | 0.2142 | 0.2268 | 0.2394 | 0.252 | 0.2646 | 0.2772 | 0.2898 | 0.3 | 0.3 | 0.3 | 0.3 | 0.3 | 0.3 | 0.3 | 0.3 | 0.3 | 0.3 | 0.3 | 0.3 | 0.3 | 0.3 | 0.3 | 0.3 | 0.3 | 0.3 | 0.3 | 0.3 | 0.3 | 0.3
52dA | Household audit - Company - High+ | PRT_PRT_EF-WEF_ALL_ALL_audit_hh high+ | Household water audit | Customer Options | N | Alternative Plan 7 | PWSPRT | Ml/d | 2 | [6 empty] | 0.085 | 0.17 | 0.255 | 0.3314 | 0.3994 | 0.459 | 0.51 | 0.5524 | 0.5864 | 0.5881 | 0.5898 | 0.5915 | 0.5932 | 0.595 | 0.5966 | 0.5983 | 0.6 | 0.6017 | 0.6034 | 0.6051 | 0.6068 | 0.6085 | 0.6102 | 0.612 | 0.6136 | 0.6153 | 0.617 | 0.6187 | 0.6204 | 0.6221 | 0.6238 | 0.6255 | 0.6272 | 0.629 | 0.6306 | 0.6323 | 0.634 | 0.6357 | 0.6374 | 0.6391 | 0.6408 | 0.6425 | 0.6442 | 0.646 | 0.6476 | 0.6493 | 0.651 | 0.6527 | 0.6544 | 0.6561
52dA | Non-household audit - Company - High+ | PRT_PRT_EF-WEF_ALL_ALL_audit_nhh high+ | Non-household water audit | Customer Options | N | Alternative Plan 7 | PWSPRT | Ml/d | 2 | [6 empty] | 0.0027 | 0.0054 | 0.0082 | 0.0109 | 0.0137 | 0.0164 | 0.0191 | 0.0219 | 0.0246 | 0.0274 | 0.0301 | 0.0301 | 0.0301 | 0.0301 | 0.0301 | 0.0301 | 0.0301 | 0.0301 | 0.0301 | 0.0301 | 0.0301 | 0.0301 | 0.0301 | 0.0301 | 0.0301 | 0.0301 | 0.0301 | 0.0301 | 0.0301 | 0.0301 | 0.0301 | 0.0301 | 0.0301 | 0.0301 | 0.0301 | 0.0301 | 0.0301 | 0.0301 | 0.0301 | 0.0301 | 0.0301 | 0.0301 | 0.0301 | 0.0301 | 0.0301 | 0.0301 | 0.0301 | 0.0301 | 0.0301 | 0.0301
52dA | Awareness campaign: community - Company - High+ | PRT_PRT_EF-WEF_ALL_ALL_awareness high+ | Retrofitting indoor water efficiency devices | Customer Options | N | Alternative Plan 7 | PWSPRT | Ml/d | 2 | [6 empty] | 0.2887 | 0.5775 | 0.8663 | 1.1551 | 1.444 | 1.7327 | 2.0215 | 2.3103 | 2.5991 | 2.888 | 2.902 | 2.916 | 2.903 | 2.945 | 2.959 | 2.974 | 2.988 | 3.003 | 3.017 | 3.031 | 3.046 | 3.06 | 3.0751 | 3.0896 | 3.104 | 3.1185 | 3.133 | 3.1473 | 3.1617 | 3.1762 | 3.1906 | 3.2051 | 3.2195 | 3.234 | 3.2484 | 3.2628 | 3.2773 | 3.2197 | 3.3061 | 3.3206 | 3.335 | 3.3495 | 3.364 | 3.3783 | 3.3928 | 3.4072 | 3.4217 | 3.4361 | 3.4505 | 3.465
52dA | Multi- channel proactive coms - Company - High+ | PRT_PRT_EF-WEF_ALL_ALL_comms high+ | Retrofitting indoor water efficiency devices | Customer Options | N | Alternative Plan 7 | PWSPRT | Ml/d | 2 | [6 empty] | 0.0604 | 0.1208 | 0.1813 | 0.2418 | 0.3023 | 0.3627 | 0.4233 | 0.4837 | 0.5442 | 0.6047 | 0.6652 | 0.7256 | 0.7256 | 0.7256 | 0.7256 | 0.7256 | 0.7256 | 0.7256 | 0.7256 | 0.7256 | 0.7256 | 0.7256 | 0.7256 | 0.7256 | 0.7256 | 0.7256 | 0.7256 | 0.7256 | 0.7256 | 0.7256 | 0.7256 | 0.7256 | 0.7256 | 0.7256 | 0.7256 | 0.7256 | 0.7256 | 0.7256 | 0.7256 | 0.7256 | 0.7256 | 0.7256 | 0.7256 | 0.7256 | 0.7256 | 0.7256 | 0.7256 | 0.7256 | 0.7256 | 0.7256
52dA | Education programme - Company - High+ | PRT_PRT_EF-WEF_ALL_ALL_education high+ | Household water audit | Customer Options | N | Alternative Plan 7 | PWSPRT | Ml/d | 2 | [6 empty] | 0.0113 | 0.0226 | 0.034 | 0.0453 | 0.0566 | 0.068 | 0.0793 | 0.0906 | 0.102 | 0.1133 | 0.1246 | 0.136 | 0.1473 | 0.1577 | 0.17 | 0.1813 | 0.1927 | 0.2041 | 0.2145 | 0.2267 | 0.2381 | 0.2494 | 0.2607 | 0.2721 | 0.2834 | 0.2834 | 0.2834 | 0.2834 | 0.2834 | 0.2834 | 0.2834 | 0.2834 | 0.2834 | 0.2834 | 0.2834 | 0.2834 | 0.2834 | 0.2834 | 0.2834 | 0.2834 | 0.2834 | 0.2834 | 0.2834 | 0.2834 | 0.2834 | 0.2834 | 0.2834 | 0.2834 | 0.2834 | 0.2834
52dA | Retrofit Gadgets - Company - High+ | PRT_PRT_EF-WEF_ALL_ALL_gadgets high+ | Retrofitting indoor water efficiency devices | Customer Options | N | Alternative Plan 7 | PWSPRT | Ml/d | 2 | [6 empty] | 0.0025 | 0.0052 | 0.0078 | 0.0105 | 0.0131 | 0.0157 | 0.0184 | 0.0211 | 0.0236 | 0.0263 | 0.029 | 0.0316 | 0.0342 | 0.0368 | 0.0395 | 0.0422 | 0.0447 | 0.0474 | 0.0501 | 0.0527 | 0.0553 | 0.058 | 0.0606 | 0.0633 | 0.066 | 0.0527 | 0.0553 | 0.058 | 0.0606 | 0.0633 | 0.066 | 0.0685 | 0.0712 | 0.0738 | 0.0765 | 0.0791 | 0.0817 | 0.0844 | 0.0871 | 0.0896 | 0.0923 | 0.095 | 0.0976 | 0.1002 | 0.1028 | 0.1055 | 0.1082 | 0.1107 | 0.1134 | 0.1161
52dA | Introduce innovative tariffs - Company - High+ | PRT_PRT_EF-WEF_ALL_ALL_innovative tariffs high+ | Retrofitting indoor water efficiency devices | Customer Options | N | Alternative Plan 7 | PWSPRT | Ml/d | 2 | [6 empty] | 0 | 0 | 0 | 0 | 0 | 0 | 0 | 0 | 0 | 0 | 2.0133 | 2.0313 | 2.0485 | 2.0645 | 2.0794 | 2.0943 | 2.1091 | 2.1238 | 2.1385 | 2.153 | 2.1675 | 2.1819 | 2.1962 | 2.2104 | 2.2245 | 2.2386 | 2.2455 | 2.2519 | 2.2581 | 2.2641 | 2.2703 | 2.2764 | 2.2825 | 2.2884 | 2.2942 | 2.3001 | 2.3063 | 2.3125 | 2.319 | 2.3256 | 2.3325 | 2.3397 | 2.3468 | 2.3538 | 2.3609 | 2.3677 | 2.3746 | 2.3814 | 2.3882 | 2.3949
52dA | Leak Alarm - Company - High+ | PRT_PRT_EF-WEF_ALL_ALL_leak_alarm high+ | Retrofitting indoor water efficiency devices | Customer Options | N | Alternative Plan 7 | PWSPRT | Ml/d | 2 | [6 empty] | 0.015 | 0.03 | 0.045 | 0.06 | 0.075 | 0.075 | 0.075 | 0.075 | 0.075 | 0.075 | 0.075 | 0.075 | 0.075 | 0.075 | 0.075 | 0.075 | 0.075 | 0.075 | 0.075 | 0.075 | 0.075 | 0.075 | 0.075 | 0.075 | 0.075 | 0.075 | 0.075 | 0.075 | 0.075 | 0.075 | 0.075 | 0.075 | 0.075 | 0.075 | 0.075 | 0.075 | 0.075 | 0.075 | 0.075 | 0.075 | 0.075 | 0.075 | 0.075 | 0.075 | 0.075 | 0.075 | 0.075 | 0.075 | 0.075 | 0.075
52dA | Metering CSL - Company - High+ | PRT_PRT_EF-WEF_ALL_ALL_meter csl high+ | Supply pipe repairs / replacement | Customer Options | N | Alternative Plan 7 | PWSPRT | Ml/d | 2 | [6 empty] | 0 | 0.0875 | 0.7475 | 1.8696 | 3.4393 | 5.2717 | 7.0328 | 8.571 | 9.8887 | 10.0786 | 10.0786 | 10.0786 | 10.0786 | 10.0786 | 10.0786 | 10.0786 | 10.0786 | 10.0786 | 10.0786 | 10.0786 | 10.0786 | 10.0786 | 10.0786 | 10.0786 | 10.0786 | 10.0786 | 10.0786 | 10.0786 | 10.0786 | 10.0786 | 10.0786 | 10.0786 | 10.0786 | 10.0786 | 10.0786 | 10.0786 | 10.0786 | 10.0786 | 10.0786 | 10.0786 | 10.0786 | 10.0786 | 10.0786 | 10.0786 | 10.0786 | 10.0786 | 10.0786 | 10.0786 | 10.0786 | 10.0786
52dA | Community Reward (Waterfit platform) - Company - High+ | PRT_PRT_EF-WEF_ALL_ALL_reduce_consump high+ | Retrofitting indoor water efficiency devices | Customer Options | N | Alternative Plan 7 | PWSPRT | Ml/d | 2 | [6 empty] | 0.044 | 0.088 | 0.132 | 0.176 | 0.22 | 0.264 | 0.308 | 0.352 | 0.396 | 0.44 | 0.484 | 0.528 | 0.572 | 0.616 | 0.66 | 0.704 | 0.748 | 0.792 | 0.836 | 0.88 | 0.924 | 0.968 | 1.012 | 1.056 | 1.1 | 1.1 | 1.1 | 1.1 | 1.1 | 1.1 | 1.1 | 1.1 | 1.1 | 1.1 | 1.1 | 1.1 | 1.1 | 1.1 | 1.1 | 1.1 | 1.1 | 1.1 | 1.1 | 1.1 | 1.1 | 1.1 | 1.1 | 1.1 | 1.1 | 1.1
52dA | Vulnerability - Company - High+ | PRT_PRT_EF-WEF_ALL_ALL_vulnerability high+ | Retrofitting indoor water efficiency devices | Customer Options | N | Alternative Plan 7 | PWSPRT | Ml/d | 2 | [6 empty] | 0.0001 | 0.0003 | 0.0004 | 0.0006 | 0.0008 | 0.001 | 0.0012 | 0.0013 | 0.0015 | 0.0017 | 0.0018 | 0.0021 | 0.0023 | 0.0024 | 0.0026 | 0.0027 | 0.003 | 0.0032 | 0.0033 | 0.0035 | 0.0037 | 0.0038 | 0.0041 | 0.0042 | 0.0044 | 0.0044 | 0.0044 | 0.0044 | 0.0044 | 0.0044 | 0.0044 | 0.0044 | 0.0044 | 0.0044 | 0.0044 | 0.0044 | 0.0044 | 0.0044 | 0.0044 | 0.0044 | 0.0044 | 0.0044 | 0.0044 | 0.0044 | 0.0044 | 0.0044 | 0.0044 | 0.0044 | 0.0044 | 0.0044
52cA | Upgrade Source O Booster to 25Mld | PRT_PRT_HI-ROC_ALL_ALL_Source O booster | Trunk mains renewal/new | Distribution Options | N | Alternative Plan 7 | PWSPRT | Ml/d | 2 | Gains in Water Available For Use / Savings in Demand under the selected programme (Ml/d) input as +ve 2033-34: 4.1; Gains in Water Available For Use / Savings in Demand under the selected programme (Ml/d) input as +ve 2034-35: 4.1; Gains in Water Available For Use / Savings in Demand under the selected programme (Ml/d) input as +ve 2035-36: 4.1; Gains in Water Available For Use / Savings in Demand under the selected programme (Ml/d) input as +ve 2036-37: 4.1; Gains in Water Available For Use / Savings in Demand under the selected programme (Ml/d) input as +ve 2037-38: 4.1; Gains in Water Available For Use / Savings in Demand under the selected programme (Ml/d) input as +ve 2038-39: 4.1; Gains in Water Available For Use / Savings in Demand under the selected programme (Ml/d) input as +ve 2039-40: 4.1; Gains in Water Available For Use / Savings in Demand under the selected programme (Ml/d) input as +ve 2040-41: 4.1; Gains in Water Available For Use / Savings in Demand under the selected programme (Ml/d) input as +ve 2041-42: 4.1; Gains in Water Available For Use / Savings in Demand under the selected programme (Ml/d) input as +ve 2042-43: 4.1; Gains in Water Available For Use / Savings in Demand under the selected programme (Ml/d) input as +ve 2043-44: 4.1; Gains in Water Available For Use / Savings in Demand under the selected programme (Ml/d) input as +ve 2044-45: 4.1; Gains in Water Available For Use / Savings in Demand under the selected programme (Ml/d) input as +ve 2045-46: 4.1; Gains in Water Available For Use / Savings in Demand under the selected programme (Ml/d) input as +ve 2046-47: 4.1; Gains in Water Available For Use / Savings in Demand under the selected programme (Ml/d) input as +ve 2047-48: 4.1; Gains in Water Available For Use / Savings in Demand under the selected programme (Ml/d) input as +ve 2048-49: 4.1; Gains in Water Available For Use / Savings in Demand under the selected programme (Ml/d) input as +ve 2049-50: 4.1; Gains in Water Available For Use / Savings in Demand under the selected programme (Ml/d) input as +ve 2050-51: 4.1; Gains in Water Available For Use / Savings in Demand under the selected programme (Ml/d) input as +ve 2051-52: 4.1; Gains in Water Available For Use / Savings in Demand under the selected programme (Ml/d) input as +ve 2052-53: 4.1; Gains in Water Available For Use / Savings in Demand under the selected programme (Ml/d) input as +ve 2053-54: 4.1; Gains in Water Available For Use / Savings in Demand under the selected programme (Ml/d) input as +ve 2054-55: 4.1; Gains in Water Available For Use / Savings in Demand under the selected programme (Ml/d) input as +ve 2055-56: 4.1; Gains in Water Available For Use / Savings in Demand under the selected programme (Ml/d) input as +ve 2056-57: 4.1; Gains in Water Available For Use / Savings in Demand under the selected programme (Ml/d) input as +ve 2057-58: 4.1; Gains in Water Available For Use / Savings in Demand under the selected programme (Ml/d) input as +ve 2058-59: 4.1; Gains in Water Available For Use / Savings in Demand under the selected programme (Ml/d) input as +ve 2059-60: 4.1; Gains in Water Available For Use / Savings in Demand under the selected programme (Ml/d) input as +ve 2060-61: 4.1; Gains in Water Available For Use / Savings in Demand under the selected programme (Ml/d) input as +ve 2061-62: 4.1; Gains in Water Available For Use / Savings in Demand under the selected programme (Ml/d) input as +ve 2062-63: 4.1; Gains in Water Available For Use / Savings in Demand under the selected programme (Ml/d) input as +ve 2063-64: 4.1; Gains in Water Available For Use / Savings in Demand under the selected programme (Ml/d) input as +ve 2064-65: 4.1; Gains in Water Available For Use / Savings in Demand under the selected programme (Ml/d) input as +ve 2065-66: 4.1; Gains in Water Available For Use / Savings in Demand under the selected programme (Ml/d) input as +ve 2066-67: 4.1; Gains in Water Available For Use / Savings in Demand under the selected programme (Ml/d) input as +ve 2067-68: 4.1; Gains in Water Available For Use / Savings in Demand under the selected programme (Ml/d) input as +ve 2068-69: 4.1; Gains in Water Available For Use / Savings in Demand under the selected programme (Ml/d) input as +ve 2069-70: 4.1; Gains in Water Available For Use / Savings in Demand under the selected programme (Ml/d) input as +ve 2070-71: 4.1; Gains in Water Available For Use / Savings in Demand under the selected programme (Ml/d) input as +ve 2071-72: 4.1; Gains in Water Available For Use / Savings in Demand under the selected programme (Ml/d) input as +ve 2072-73: 4.1; Gains in Water Available For Use / Savings in Demand under the selected programme (Ml/d) input as +ve 2073-74: 4.1; Gains in Water Available For Use / Savings in Demand under the selected programme (Ml/d) input as +ve 2074-75: 4.1
52aA | Drought Permit: Source S (to 2041) | PRT_PRT_RE-DRP_ALL_ALL_Source S drought | Drought permits/orders | Resource Options | N | Alternative Plan 7 | PWSPRT | Ml/d | 2 |  |  | 3.4 | 3.4 | 3.4 | 3.4 | 3.4 | 3.4 | 3.4 | 3.4 | 3.4 | 3.4 | 3.4 | 3.4 | 3.4 | 3.4 | 3.4 | 3.4 | 3.4 | 3.4 | 3.4 | 3.4 | 0 | 0 | 0 | 0 | 0 | 0 | 0 | 0 | 0 | 0 | 0 | 0 | 0 | 0 | 0 | 0 | 0 | 0 | 0 | 0 | 0 | 0 | 0 | 0 | 0 | 0 | 0 | 0 | 0 | 0 | 0 | 0 | 0 | 0
52dA | Non-essential use bans | PRT_PRT_RE-OTH_ALL_ALL_neubs | Drought - water use restrictions | Customer Options | N | Alternative Plan 7 | PWSPRT | Ml/d | 2 |  |  | 5.3 | 5.3 | 5.3 | 5.3 | 5.3 | 5.3 | 5.3 | 5.3 | 5.3 | 5.3 | 5.3 | 5.3 | 5.3 | 5.3 | 5.3 | 5.3 | 5.3 | 5.3 | 5.3 | 5.3 | 5.3 | 5.3 | 5.3 | 5.3 | 5.3 | 5.3 | 5.3 | 5.3 | 5.3 | 5.3 | 5.3 | 5.3 | 5.3 | 5.3 | 5.3 | 5.3 | 5.3 | 5.3 | 5.3 | 5.3 | 5.3 | 5.3 | 5.3 | 5.3 | 5.3 | 5.3 | 5.3 | 5.3 | 5.3 | 5.3 | 5.3 | 5.3 | 5.3 | 5.3
52dA | Temporary use bans | PRT_PRT_RE-OTH_ALL_ALL_tubs | Drought - water use restrictions | Customer Options | N | Alternative Plan 7 | PWSPRT | Ml/d | 2 |  |  | 13.5 | 13.5 | 13.5 | 13.5 | 13.5 | 13.5 | 13.5 | 13.5 | 13.5 | 13.5 | 13.5 | 13.5 | 13.5 | 13.5 | 13.5 | 13.5 | 13.5 | 13.5 | 13.5 | 13.5 | 13.5 | 13.5 | 13.5 | 13.5 | 13.5 | 13.5 | 13.5 | 13.5 | 13.5 | 13.5 | 13.5 | 13.5 | 13.5 | 13.5 | 13.5 | 13.5 | 13.5 | 13.5 | 13.5 | 13.5 | 13.5 | 13.5 | 13.5 | 13.5 | 13.5 | 13.5 | 13.5 | 13.5 | 13.5 | 13.5 | 13.5 | 13.5 | 13.5 | 13.5
52aA | SRN Pulborough WSW To Havant Thicket: 50Ml/d | PRT_PWE_HI-TFR_TWJ_ALL_SRN Pulborough WSW-havant r 50 | External raw water bulk supply/transfer | Resource Options | N | Alternative Plan 7 | SWSSNT | Ml/d | 2 | Gains in Water Available For Use / Savings in Demand under the selected programme (Ml/d) input as +ve 2055-56: 0; Gains in Water Available For Use / Savings in Demand under the selected programme (Ml/d) input as +ve 2056-57: 0; Gains in Water Available For Use / Savings in Demand under the selected programme (Ml/d) input as +ve 2057-58: 0; Gains in Water Available For Use / Savings in Demand under the selected programme (Ml/d) input as +ve 2058-59: 0; Gains in Water Available For Use / Savings in Demand under the selected programme (Ml/d) input as +ve 2059-60: 0; Gains in Water Available For Use / Savings in Demand under the selected programme (Ml/d) input as +ve 2060-61: 0; Gains in Water Available For Use / Savings in Demand under the selected programme (Ml/d) input as +ve 2061-62: 0; Gains in Water Available For Use / Savings in Demand under the selected programme (Ml/d) input as +ve 2062-63: 0; Gains in Water Available For Use / Savings in Demand under the selected programme (Ml/d) input as +ve 2063-64: 0; Gains in Water Available For Use / Savings in Demand under the selected programme (Ml/d) input as +ve 2064-65: 0; Gains in Water Available For Use / Savings in Demand under the selected programme (Ml/d) input as +ve 2065-66: 0; Gains in Water Available For Use / Savings in Demand under the selected programme (Ml/d) input as +ve 2066-67: 0; Gains in Water Available For Use / Savings in Demand under the selected programme (Ml/d) input as +ve 2067-68: 0; Gains in Water Available For Use / Savings in Demand under the selected programme (Ml/d) input as +ve 2068-69: 0; Gains in Water Available For Use / Savings in Demand under the selected programme (Ml/d) input as +ve 2069-70: 0; Gains in Water Available For Use / Savings in Demand under the selected programme (Ml/d) input as +ve 2070-71: 0; Gains in Water Available For Use / Savings in Demand under the selected programme (Ml/d) input as +ve 2071-72: 0; Gains in Water Available For Use / Savings in Demand under the selected programme (Ml/d) input as +ve 2072-73: 0; Gains in Water Available For Use / Savings in Demand under the selected programme (Ml/d) input as +ve 2073-74: 0; Gains in Water Available For Use / Savings in Demand under the selected programme (Ml/d) input as +ve 2074-75: 0
52aA | SRN Pulborough WSW To Havant Thicket: 50Ml/d | PRT_PWE_HI-TFR_TWJ_ALL_SRN Pulborough WSW-havant r 50 | External raw water bulk supply/transfer | Resource Options | N | Alternative Plan 7 | PWSPRT | Ml/d | 2 | Gains in Water Available For Use / Savings in Demand under the selected programme (Ml/d) input as +ve 2055-56: 0; Gains in Water Available For Use / Savings in Demand under the selected programme (Ml/d) input as +ve 2056-57: 0; Gains in Water Available For Use / Savings in Demand under the selected programme (Ml/d) input as +ve 2057-58: 0; Gains in Water Available For Use / Savings in Demand under the selected programme (Ml/d) input as +ve 2058-59: 0; Gains in Water Available For Use / Savings in Demand under the selected programme (Ml/d) input as +ve 2059-60: 0; Gains in Water Available For Use / Savings in Demand under the selected programme (Ml/d) input as +ve 2060-61: 0; Gains in Water Available For Use / Savings in Demand under the selected programme (Ml/d) input as +ve 2061-62: 0; Gains in Water Available For Use / Savings in Demand under the selected programme (Ml/d) input as +ve 2062-63: 0; Gains in Water Available For Use / Savings in Demand under the selected programme (Ml/d) input as +ve 2063-64: 0; Gains in Water Available For Use / Savings in Demand under the selected programme (Ml/d) input as +ve 2064-65: 0; Gains in Water Available For Use / Savings in Demand under the selected programme (Ml/d) input as +ve 2065-66: 0; Gains in Water Available For Use / Savings in Demand under the selected programme (Ml/d) input as +ve 2066-67: 0; Gains in Water Available For Use / Savings in Demand under the selected programme (Ml/d) input as +ve 2067-68: 0; Gains in Water Available For Use / Savings in Demand under the selected programme (Ml/d) input as +ve 2068-69: 0; Gains in Water Available For Use / Savings in Demand under the selected programme (Ml/d) input as +ve 2069-70: 0; Gains in Water Available For Use / Savings in Demand under the selected programme (Ml/d) input as +ve 2070-71: 0; Gains in Water Available For Use / Savings in Demand under the selected programme (Ml/d) input as +ve 2071-72: 0; Gains in Water Available For Use / Savings in Demand under the selected programme (Ml/d) input as +ve 2072-73: 0; Gains in Water Available For Use / Savings in Demand under the selected programme (Ml/d) input as +ve 2073-74: 0; Gains in Water Available For Use / Savings in Demand under the selected programme (Ml/d) input as +ve 2074-75: 0
52cA | SRN Otterbourne WSW to Source A | PRT_SRN Otterbourne WSW-Source A p | External potable bulk supply/transfer | Distribution Options | N | Alternative Plan 7 | PWSPRT | Ml/d | 2 | Gains in Water Available For Use / Savings in Demand under the selected programme (Ml/d) input as +ve 2039-40: 9.6665; Gains in Water Available For Use / Savings in Demand under the selected programme (Ml/d) input as +ve 2040-41: 11.4688; Gains in Water Available For Use / Savings in Demand under the selected programme (Ml/d) input as +ve 2041-42: 11.5446; Gains in Water Available For Use / Savings in Demand under the selected programme (Ml/d) input as +ve 2042-43: 12.1354; Gains in Water Available For Use / Savings in Demand under the selected programme (Ml/d) input as +ve 2043-44: 12.8018; Gains in Water Available For Use / Savings in Demand under the selected programme (Ml/d) input as +ve 2044-45: 13.7401; Gains in Water Available For Use / Savings in Demand under the selected programme (Ml/d) input as +ve 2045-46: 14.246; Gains in Water Available For Use / Savings in Demand under the selected programme (Ml/d) input as +ve 2046-47: 14.7531; Gains in Water Available For Use / Savings in Demand under the selected programme (Ml/d) input as +ve 2047-48: 15.3257; Gains in Water Available For Use / Savings in Demand under the selected programme (Ml/d) input as +ve 2048-49: 15.8753; Gains in Water Available For Use / Savings in Demand under the selected programme (Ml/d) input as +ve 2049-50: 16.1432; Gains in Water Available For Use / Savings in Demand under the selected programme (Ml/d) input as +ve 2050-51: 15.4324; Gains in Water Available For Use / Savings in Demand under the selected programme (Ml/d) input as +ve 2051-52: 15.0928; Gains in Water Available For Use / Savings in Demand under the selected programme (Ml/d) input as +ve 2052-53: 14.8138; Gains in Water Available For Use / Savings in Demand under the selected programme (Ml/d) input as +ve 2053-54: 14.5312; Gains in Water Available For Use / Savings in Demand under the selected programme (Ml/d) input as +ve 2054-55: 14.2548; Gains in Water Available For Use / Savings in Demand under the selected programme (Ml/d) input as +ve 2055-56: 13.964; Gains in Water Available For Use / Savings in Demand under the selected programme (Ml/d) input as +ve 2056-57: 13.7059; Gains in Water Available For Use / Savings in Demand under the selected programme (Ml/d) input as +ve 2057-58: 13.4699; Gains in Water Available For Use / Savings in Demand under the selected programme (Ml/d) input as +ve 2058-59: 13.2345; Gains in Water Available For Use / Savings in Demand under the selected programme (Ml/d) input as +ve 2059-60: 13.0087; Gains in Water Available For Use / Savings in Demand under the selected programme (Ml/d) input as +ve 2060-61: 14.0769; Gains in Water Available For Use / Savings in Demand under the selected programme (Ml/d) input as +ve 2061-62: 12.6684; Gains in Water Available For Use / Savings in Demand under the selected programme (Ml/d) input as +ve 2062-63: 15.6723; Gains in Water Available For Use / Savings in Demand under the selected programme (Ml/d) input as +ve 2063-64: 16.5303; Gains in Water Available For Use / Savings in Demand under the selected programme (Ml/d) input as +ve 2064-65: 13.1448; Gains in Water Available For Use / Savings in Demand under the selected programme (Ml/d) input as +ve 2065-66: 13.5788; Gains in Water Available For Use / Savings in Demand under the selected programme (Ml/d) input as +ve 2066-67: 13.8383; Gains in Water Available For Use / Savings in Demand under the selected programme (Ml/d) input as +ve 2067-68: 14.4151; Gains in Water Available For Use / Savings in Demand under the selected programme (Ml/d) input as +ve 2068-69: 14.9832; Gains in Water Available For Use / Savings in Demand under the selected programme (Ml/d) input as +ve 2069-70: 15.9018; Gains in Water Available For Use / Savings in Demand under the selected programme (Ml/d) input as +ve 2070-71: 16.6425; Gains in Water Available For Use / Savings in Demand under the selected programme (Ml/d) input as +ve 2071-72: 17.9266; Gains in Water Available For Use / Savings in Demand under the selected programme (Ml/d) input as +ve 2072-73: 19.9482; Gains in Water Available For Use / Savings in Demand under the selected programme (Ml/d) input as +ve 2073-74: 20.6851; Gains in Water Available For Use / Savings in Demand under the selected programme (Ml/d) input as +ve 2074-75: 21.9226
52cA | SRN Otterbourne WSW to Source A | PRT_SRN Otterbourne WSW-Source A p | External potable bulk supply/transfer | Distribution Options | N | Alternative Plan 7 | SWSHSE | Ml/d | 2 | Gains in Water Available For Use / Savings in Demand under the selected programme (Ml/d) input as +ve 2039-40: -9.6665; Gains in Water Available For Use / Savings in Demand under the selected programme (Ml/d) input as +ve 2040-41: -11.4688; Gains in Water Available For Use / Savings in Demand under the selected programme (Ml/d) input as +ve 2041-42: -11.5446; Gains in Water Available For Use / Savings in Demand under the selected programme (Ml/d) input as +ve 2042-43: -12.1354; Gains in Water Available For Use / Savings in Demand under the selected programme (Ml/d) input as +ve 2043-44: -12.8018; Gains in Water Available For Use / Savings in Demand under the selected programme (Ml/d) input as +ve 2044-45: -13.7401; Gains in Water Available For Use / Savings in Demand under the selected programme (Ml/d) input as +ve 2045-46: -14.246; Gains in Water Available For Use / Savings in Demand under the selected programme (Ml/d) input as +ve 2046-47: -14.7531; Gains in Water Available For Use / Savings in Demand under the selected programme (Ml/d) input as +ve 2047-48: -15.3257; Gains in Water Available For Use / Savings in Demand under the selected programme (Ml/d) input as +ve 2048-49: -15.8753; Gains in Water Available For Use / Savings in Demand under the selected programme (Ml/d) input as +ve 2049-50: -16.1432; Gains in Water Available For Use / Savings in Demand under the selected programme (Ml/d) input as +ve 2050-51: -15.4324; Gains in Water Available For Use / Savings in Demand under the selected programme (Ml/d) input as +ve 2051-52: -15.0928; Gains in Water Available For Use / Savings in Demand under the selected programme (Ml/d) input as +ve 2052-53: -14.8138; Gains in Water Available For Use / Savings in Demand under the selected programme (Ml/d) input as +ve 2053-54: -14.5312; Gains in Water Available For Use / Savings in Demand under the selected programme (Ml/d) input as +ve 2054-55: -14.2548; Gains in Water Available For Use / Savings in Demand under the selected programme (Ml/d) input as +ve 2055-56: -13.964; Gains in Water Available For Use / Savings in Demand under the selected programme (Ml/d) input as +ve 2056-57: -13.7059; Gains in Water Available For Use / Savings in Demand under the selected programme (Ml/d) input as +ve 2057-58: -13.4699; Gains in Water Available For Use / Savings in Demand under the selected programme (Ml/d) input as +ve 2058-59: -13.2345; Gains in Water Available For Use / Savings in Demand under the selected programme (Ml/d) input as +ve 2059-60: -13.0087; Gains in Water Available For Use / Savings in Demand under the selected programme (Ml/d) input as +ve 2060-61: -14.0769; Gains in Water Available For Use / Savings in Demand under the selected programme (Ml/d) input as +ve 2061-62: -12.6684; Gains in Water Available For Use / Savings in Demand under the selected programme (Ml/d) input as +ve 2062-63: -15.6723; Gains in Water Available For Use / Savings in Demand under the selected programme (Ml/d) input as +ve 2063-64: -16.5303; Gains in Water Available For Use / Savings in Demand under the selected programme (Ml/d) input as +ve 2064-65: -13.1448; Gains in Water Available For Use / Savings in Demand under the selected programme (Ml/d) input as +ve 2065-66: -13.5788; Gains in Water Available For Use / Savings in Demand under the selected programme (Ml/d) input as +ve 2066-67: -13.8383; Gains in Water Available For Use / Savings in Demand under the selected programme (Ml/d) input as +ve 2067-68: -14.4151; Gains in Water Available For Use / Savings in Demand under the selected programme (Ml/d) input as +ve 2068-69: -14.9832; Gains in Water Available For Use / Savings in Demand under the selected programme (Ml/d) input as +ve 2069-70: -15.9018; Gains in Water Available For Use / Savings in Demand under the selected programme (Ml/d) input as +ve 2070-71: -16.6425; Gains in Water Available For Use / Savings in Demand under the selected programme (Ml/d) input as +ve 2071-72: -17.9266; Gains in Water Available For Use / Savings in Demand under the selected programme (Ml/d) input as +ve 2072-73: -19.9482; Gains in Water Available For Use / Savings in Demand under the selected programme (Ml/d) input as +ve 2073-74: -20.6851; Gains in Water Available For Use / Savings in Demand under the selected programme (Ml/d) input as +ve 2074-75: -21.9226
52cA | Bulk import (HSE): Reading to Otterbourne - raw (200Ml/d) (25 Ml/d Phase 1) | SWS_HSE_EF-TFR_REP_ALL_pwc2_res2 | External potable bulk supply/transfer | Distribution Options | N | Alternative Plan 7 | PWSPRT | Ml/d | 2 | Gains in Water Available For Use / Savings in Demand under the selected programme (Ml/d) input as +ve 2040-41: 0; Gains in Water Available For Use / Savings in Demand under the selected programme (Ml/d) input as +ve 2041-42: 0; Gains in Water Available For Use / Savings in Demand under the selected programme (Ml/d) input as +ve 2042-43: 0; Gains in Water Available For Use / Savings in Demand under the selected programme (Ml/d) input as +ve 2043-44: 0; Gains in Water Available For Use / Savings in Demand under the selected programme (Ml/d) input as +ve 2044-45: 0; Gains in Water Available For Use / Savings in Demand under the selected programme (Ml/d) input as +ve 2045-46: 0; Gains in Water Available For Use / Savings in Demand under the selected programme (Ml/d) input as +ve 2046-47: 0; Gains in Water Available For Use / Savings in Demand under the selected programme (Ml/d) input as +ve 2047-48: 0; Gains in Water Available For Use / Savings in Demand under the selected programme (Ml/d) input as +ve 2048-49: 0; Gains in Water Available For Use / Savings in Demand under the selected programme (Ml/d) input as +ve 2049-50: 0; Gains in Water Available For Use / Savings in Demand under the selected programme (Ml/d) input as +ve 2050-51: 0; Gains in Water Available For Use / Savings in Demand under the selected programme (Ml/d) input as +ve 2051-52: 0; Gains in Water Available For Use / Savings in Demand under the selected programme (Ml/d) input as +ve 2052-53: 0; Gains in Water Available For Use / Savings in Demand under the selected programme (Ml/d) input as +ve 2053-54: 0; Gains in Water Available For Use / Savings in Demand under the selected programme (Ml/d) input as +ve 2054-55: 0; Gains in Water Available For Use / Savings in Demand under the selected programme (Ml/d) input as +ve 2055-56: 0; Gains in Water Available For Use / Savings in Demand under the selected programme (Ml/d) input as +ve 2056-57: 0; Gains in Water Available For Use / Savings in Demand under the selected programme (Ml/d) input as +ve 2057-58: 0; Gains in Water Available For Use / Savings in Demand under the selected programme (Ml/d) input as +ve 2058-59: 0; Gains in Water Available For Use / Savings in Demand under the selected programme (Ml/d) input as +ve 2059-60: 0; Gains in Water Available For Use / Savings in Demand under the selected programme (Ml/d) input as +ve 2060-61: 0; Gains in Water Available For Use / Savings in Demand under the selected programme (Ml/d) input as +ve 2061-62: 0; Gains in Water Available For Use / Savings in Demand under the selected programme (Ml/d) input as +ve 2062-63: 0; Gains in Water Available For Use / Savings in Demand under the selected programme (Ml/d) input as +ve 2063-64: 0; Gains in Water Available For Use / Savings in Demand under the selected programme (Ml/d) input as +ve 2064-65: 0; Gains in Water Available For Use / Savings in Demand under the selected programme (Ml/d) input as +ve 2065-66: 0; Gains in Water Available For Use / Savings in Demand under the selected programme (Ml/d) input as +ve 2066-67: 0; Gains in Water Available For Use / Savings in Demand under the selected programme (Ml/d) input as +ve 2067-68: 0; Gains in Water Available For Use / Savings in Demand under the selected programme (Ml/d) input as +ve 2068-69: 0; Gains in Water Available For Use / Savings in Demand under the selected programme (Ml/d) input as +ve 2069-70: 0; Gains in Water Available For Use / Savings in Demand under the selected programme (Ml/d) input as +ve 2070-71: 0; Gains in Water Available For Use / Savings in Demand under the selected programme (Ml/d) input as +ve 2071-72: 0; Gains in Water Available For Use / Savings in Demand under the selected programme (Ml/d) input as +ve 2072-73: 0; Gains in Water Available For Use / Savings in Demand under the selected programme (Ml/d) input as +ve 2073-74: 0; Gains in Water Available For Use / Savings in Demand under the selected programme (Ml/d) input as +ve 2074-75: 0
52cA | Bulk import (HSE): Reading to Otterbourne - raw (200Ml/d) (25 Ml/d Phase 1) | SWS_HSE_EF-TFR_REP_ALL_pwc2_res2 | External potable bulk supply/transfer | Distribution Options | N | Alternative Plan 7 | SWSHSE | Ml/d | 2 | Gains in Water Available For Use / Savings in Demand under the selected programme (Ml/d) input as +ve 2040-41: 0; Gains in Water Available For Use / Savings in Demand under the selected programme (Ml/d) input as +ve 2041-42: 0; Gains in Water Available For Use / Savings in Demand under the selected programme (Ml/d) input as +ve 2042-43: 0; Gains in Water Available For Use / Savings in Demand under the selected programme (Ml/d) input as +ve 2043-44: 0; Gains in Water Available For Use / Savings in Demand under the selected programme (Ml/d) input as +ve 2044-45: 0; Gains in Water Available For Use / Savings in Demand under the selected programme (Ml/d) input as +ve 2045-46: 0; Gains in Water Available For Use / Savings in Demand under the selected programme (Ml/d) input as +ve 2046-47: 0; Gains in Water Available For Use / Savings in Demand under the selected programme (Ml/d) input as +ve 2047-48: 0; Gains in Water Available For Use / Savings in Demand under the selected programme (Ml/d) input as +ve 2048-49: 0; Gains in Water Available For Use / Savings in Demand under the selected programme (Ml/d) input as +ve 2049-50: 0; Gains in Water Available For Use / Savings in Demand under the selected programme (Ml/d) input as +ve 2050-51: 0; Gains in Water Available For Use / Savings in Demand under the selected programme (Ml/d) input as +ve 2051-52: 0; Gains in Water Available For Use / Savings in Demand under the selected programme (Ml/d) input as +ve 2052-53: 0; Gains in Water Available For Use / Savings in Demand under the selected programme (Ml/d) input as +ve 2053-54: 0; Gains in Water Available For Use / Savings in Demand under the selected programme (Ml/d) input as +ve 2054-55: 0; Gains in Water Available For Use / Savings in Demand under the selected programme (Ml/d) input as +ve 2055-56: 0; Gains in Water Available For Use / Savings in Demand under the selected programme (Ml/d) input as +ve 2056-57: 0; Gains in Water Available For Use / Savings in Demand under the selected programme (Ml/d) input as +ve 2057-58: 0; Gains in Water Available For Use / Savings in Demand under the selected programme (Ml/d) input as +ve 2058-59: 0; Gains in Water Available For Use / Savings in Demand under the selected programme (Ml/d) input as +ve 2059-60: 0; Gains in Water Available For Use / Savings in Demand under the selected programme (Ml/d) input as +ve 2060-61: 0; Gains in Water Available For Use / Savings in Demand under the selected programme (Ml/d) input as +ve 2061-62: 0; Gains in Water Available For Use / Savings in Demand under the selected programme (Ml/d) input as +ve 2062-63: 0; Gains in Water Available For Use / Savings in Demand under the selected programme (Ml/d) input as +ve 2063-64: 0; Gains in Water Available For Use / Savings in Demand under the selected programme (Ml/d) input as +ve 2064-65: 0; Gains in Water Available For Use / Savings in Demand under the selected programme (Ml/d) input as +ve 2065-66: 0; Gains in Water Available For Use / Savings in Demand under the selected programme (Ml/d) input as +ve 2066-67: 0; Gains in Water Available For Use / Savings in Demand under the selected programme (Ml/d) input as +ve 2067-68: 0; Gains in Water Available For Use / Savings in Demand under the selected programme (Ml/d) input as +ve 2068-69: 0; Gains in Water Available For Use / Savings in Demand under the selected programme (Ml/d) input as +ve 2069-70: 0; Gains in Water Available For Use / Savings in Demand under the selected programme (Ml/d) input as +ve 2070-71: 0; Gains in Water Available For Use / Savings in Demand under the selected programme (Ml/d) input as +ve 2071-72: 0; Gains in Water Available For Use / Savings in Demand under the selected programme (Ml/d) input as +ve 2072-73: 0; Gains in Water Available For Use / Savings in Demand under the selected programme (Ml/d) input as +ve 2073-74: 0; Gains in Water Available For Use / Savings in Demand under the selected programme (Ml/d) input as +ve 2074-75: 0
52aA | Bulk import (HSE): Havant Thicket Reservoir to Otterbourne WSW pipeline - first section (90Ml/d) | SWS_HTE_HI-TFR_PWE_CNO_ht-ott mm 90 | External raw water bulk supply/transfer | Resource Options | N | Alternative Plan 7 | SWSHSE | Ml/d | 2 | Gains in Water Available For Use / Savings in Demand under the selected programme (Ml/d) input as +ve 2034-35: 20; Gains in Water Available For Use / Savings in Demand under the selected programme (Ml/d) input as +ve 2035-36: 20; Gains in Water Available For Use / Savings in Demand under the selected programme (Ml/d) input as +ve 2036-37: 20; Gains in Water Available For Use / Savings in Demand under the selected programme (Ml/d) input as +ve 2037-38: 20; Gains in Water Available For Use / Savings in Demand under the selected programme (Ml/d) input as +ve 2038-39: 20; Gains in Water Available For Use / Savings in Demand under the selected programme (Ml/d) input as +ve 2039-40: 20; Gains in Water Available For Use / Savings in Demand under the selected programme (Ml/d) input as +ve 2040-41: 20; Gains in Water Available For Use / Savings in Demand under the selected programme (Ml/d) input as +ve 2041-42: 20; Gains in Water Available For Use / Savings in Demand under the selected programme (Ml/d) input as +ve 2042-43: 20; Gains in Water Available For Use / Savings in Demand under the selected programme (Ml/d) input as +ve 2043-44: 20; Gains in Water Available For Use / Savings in Demand under the selected programme (Ml/d) input as +ve 2044-45: 20; Gains in Water Available For Use / Savings in Demand under the selected programme (Ml/d) input as +ve 2045-46: 20; Gains in Water Available For Use / Savings in Demand under the selected programme (Ml/d) input as +ve 2046-47: 20; Gains in Water Available For Use / Savings in Demand under the selected programme (Ml/d) input as +ve 2047-48: 20; Gains in Water Available For Use / Savings in Demand under the selected programme (Ml/d) input as +ve 2048-49: 20; Gains in Water Available For Use / Savings in Demand under the selected programme (Ml/d) input as +ve 2049-50: 20; Gains in Water Available For Use / Savings in Demand under the selected programme (Ml/d) input as +ve 2050-51: 20; Gains in Water Available For Use / Savings in Demand under the selected programme (Ml/d) input as +ve 2051-52: 20; Gains in Water Available For Use / Savings in Demand under the selected programme (Ml/d) input as +ve 2052-53: 20; Gains in Water Available For Use / Savings in Demand under the selected programme (Ml/d) input as +ve 2053-54: 20; Gains in Water Available For Use / Savings in Demand under the selected programme (Ml/d) input as +ve 2054-55: 20; Gains in Water Available For Use / Savings in Demand under the selected programme (Ml/d) input as +ve 2055-56: 20; Gains in Water Available For Use / Savings in Demand under the selected programme (Ml/d) input as +ve 2056-57: 20; Gains in Water Available For Use / Savings in Demand under the selected programme (Ml/d) input as +ve 2057-58: 20; Gains in Water Available For Use / Savings in Demand under the selected programme (Ml/d) input as +ve 2058-59: 20; Gains in Water Available For Use / Savings in Demand under the selected programme (Ml/d) input as +ve 2059-60: 20; Gains in Water Available For Use / Savings in Demand under the selected programme (Ml/d) input as +ve 2060-61: 20; Gains in Water Available For Use / Savings in Demand under the selected programme (Ml/d) input as +ve 2061-62: 20; Gains in Water Available For Use / Savings in Demand under the selected programme (Ml/d) input as +ve 2062-63: 20; Gains in Water Available For Use / Savings in Demand under the selected programme (Ml/d) input as +ve 2063-64: 20; Gains in Water Available For Use / Savings in Demand under the selected programme (Ml/d) input as +ve 2064-65: 20; Gains in Water Available For Use / Savings in Demand under the selected programme (Ml/d) input as +ve 2065-66: 20; Gains in Water Available For Use / Savings in Demand under the selected programme (Ml/d) input as +ve 2066-67: 20; Gains in Water Available For Use / Savings in Demand under the selected programme (Ml/d) input as +ve 2067-68: 20; Gains in Water Available For Use / Savings in Demand under the selected programme (Ml/d) input as +ve 2068-69: 20; Gains in Water Available For Use / Savings in Demand under the selected programme (Ml/d) input as +ve 2069-70: 20; Gains in Water Available For Use / Savings in Demand under the selected programme (Ml/d) input as +ve 2070-71: 20; Gains in Water Available For Use / Savings in Demand under the selected programme (Ml/d) input as +ve 2071-72: 20; Gains in Water Available For Use / Savings in Demand under the selected programme (Ml/d) input as +ve 2072-73: 20; Gains in Water Available For Use / Savings in Demand under the selected programme (Ml/d) input as +ve 2073-74: 20; Gains in Water Available For Use / Savings in Demand under the selected programme (Ml/d) input as +ve 2074-75: 20
52aA | Bulk import (HSE): Havant Thicket Reservoir to Otterbourne WSW pipeline - first section (90Ml/d) | SWS_HTE_HI-TFR_PWE_CNO_ht-ott mm 90 | External raw water bulk supply/transfer | Resource Options | N | Alternative Plan 7 | PWSPRT | Ml/d | 2 | Gains in Water Available For Use / Savings in Demand under the selected programme (Ml/d) input as +ve 2034-35: -20; Gains in Water Available For Use / Savings in Demand under the selected programme (Ml/d) input as +ve 2035-36: -20; Gains in Water Available For Use / Savings in Demand under the selected programme (Ml/d) input as +ve 2036-37: -20; Gains in Water Available For Use / Savings in Demand under the selected programme (Ml/d) input as +ve 2037-38: -20; Gains in Water Available For Use / Savings in Demand under the selected programme (Ml/d) input as +ve 2038-39: -20; Gains in Water Available For Use / Savings in Demand under the selected programme (Ml/d) input as +ve 2039-40: -20; Gains in Water Available For Use / Savings in Demand under the selected programme (Ml/d) input as +ve 2040-41: -20; Gains in Water Available For Use / Savings in Demand under the selected programme (Ml/d) input as +ve 2041-42: -20; Gains in Water Available For Use / Savings in Demand under the selected programme (Ml/d) input as +ve 2042-43: -20; Gains in Water Available For Use / Savings in Demand under the selected programme (Ml/d) input as +ve 2043-44: -20; Gains in Water Available For Use / Savings in Demand under the selected programme (Ml/d) input as +ve 2044-45: -20; Gains in Water Available For Use / Savings in Demand under the selected programme (Ml/d) input as +ve 2045-46: -20; Gains in Water Available For Use / Savings in Demand under the selected programme (Ml/d) input as +ve 2046-47: -20; Gains in Water Available For Use / Savings in Demand under the selected programme (Ml/d) input as +ve 2047-48: -20; Gains in Water Available For Use / Savings in Demand under the selected programme (Ml/d) input as +ve 2048-49: -20; Gains in Water Available For Use / Savings in Demand under the selected programme (Ml/d) input as +ve 2049-50: -20; Gains in Water Available For Use / Savings in Demand under the selected programme (Ml/d) input as +ve 2050-51: -20; Gains in Water Available For Use / Savings in Demand under the selected programme (Ml/d) input as +ve 2051-52: -20; Gains in Water Available For Use / Savings in Demand under the selected programme (Ml/d) input as +ve 2052-53: -20; Gains in Water Available For Use / Savings in Demand under the selected programme (Ml/d) input as +ve 2053-54: -20; Gains in Water Available For Use / Savings in Demand under the selected programme (Ml/d) input as +ve 2054-55: -20; Gains in Water Available For Use / Savings in Demand under the selected programme (Ml/d) input as +ve 2055-56: -20; Gains in Water Available For Use / Savings in Demand under the selected programme (Ml/d) input as +ve 2056-57: -20; Gains in Water Available For Use / Savings in Demand under the selected programme (Ml/d) input as +ve 2057-58: -20; Gains in Water Available For Use / Savings in Demand under the selected programme (Ml/d) input as +ve 2058-59: -20; Gains in Water Available For Use / Savings in Demand under the selected programme (Ml/d) input as +ve 2059-60: -20; Gains in Water Available For Use / Savings in Demand under the selected programme (Ml/d) input as +ve 2060-61: -20; Gains in Water Available For Use / Savings in Demand under the selected programme (Ml/d) input as +ve 2061-62: -20; Gains in Water Available For Use / Savings in Demand under the selected programme (Ml/d) input as +ve 2062-63: -20; Gains in Water Available For Use / Savings in Demand under the selected programme (Ml/d) input as +ve 2063-64: -20; Gains in Water Available For Use / Savings in Demand under the selected programme (Ml/d) input as +ve 2064-65: -20; Gains in Water Available For Use / Savings in Demand under the selected programme (Ml/d) input as +ve 2065-66: -20; Gains in Water Available For Use / Savings in Demand under the selected programme (Ml/d) input as +ve 2066-67: -20; Gains in Water Available For Use / Savings in Demand under the selected programme (Ml/d) input as +ve 2067-68: -20; Gains in Water Available For Use / Savings in Demand under the selected programme (Ml/d) input as +ve 2068-69: -20; Gains in Water Available For Use / Savings in Demand under the selected programme (Ml/d) input as +ve 2069-70: -20; Gains in Water Available For Use / Savings in Demand under the selected programme (Ml/d) input as +ve 2070-71: -20; Gains in Water Available For Use / Savings in Demand under the selected programme (Ml/d) input as +ve 2071-72: -20; Gains in Water Available For Use / Savings in Demand under the selected programme (Ml/d) input as +ve 2072-73: -20; Gains in Water Available For Use / Savings in Demand under the selected programme (Ml/d) input as +ve 2073-74: -20; Gains in Water Available For Use / Savings in Demand under the selected programme (Ml/d) input as +ve 2074-75: -20
52aA | Recycling (HSE): Recharge of Havant Thicket from recycled water from Budds Farm (60Ml/d) | SWS_PWE_HI-REU_RE1_CNO_60toht v0.1 | Water reuse | Resource Options | N | Alternative Plan 7 | PWSPRT | Ml/d | 2 | Gains in Water Available For Use / Savings in Demand under the selected programme (Ml/d) input as +ve 2034-35: 20; Gains in Water Available For Use / Savings in Demand under the selected programme (Ml/d) input as +ve 2035-36: 20; Gains in Water Available For Use / Savings in Demand under the selected programme (Ml/d) input as +ve 2036-37: 20; Gains in Water Available For Use / Savings in Demand under the selected programme (Ml/d) input as +ve 2037-38: 20; Gains in Water Available For Use / Savings in Demand under the selected programme (Ml/d) input as +ve 2038-39: 20; Gains in Water Available For Use / Savings in Demand under the selected programme (Ml/d) input as +ve 2039-40: 20; Gains in Water Available For Use / Savings in Demand under the selected programme (Ml/d) input as +ve 2040-41: 20; Gains in Water Available For Use / Savings in Demand under the selected programme (Ml/d) input as +ve 2041-42: 60; Gains in Water Available For Use / Savings in Demand under the selected programme (Ml/d) input as +ve 2042-43: 60; Gains in Water Available For Use / Savings in Demand under the selected programme (Ml/d) input as +ve 2043-44: 60; Gains in Water Available For Use / Savings in Demand under the selected programme (Ml/d) input as +ve 2044-45: 60; Gains in Water Available For Use / Savings in Demand under the selected programme (Ml/d) input as +ve 2045-46: 60; Gains in Water Available For Use / Savings in Demand under the selected programme (Ml/d) input as +ve 2046-47: 60; Gains in Water Available For Use / Savings in Demand under the selected programme (Ml/d) input as +ve 2047-48: 60; Gains in Water Available For Use / Savings in Demand under the selected programme (Ml/d) input as +ve 2048-49: 60; Gains in Water Available For Use / Savings in Demand under the selected programme (Ml/d) input as +ve 2049-50: 60; Gains in Water Available For Use / Savings in Demand under the selected programme (Ml/d) input as +ve 2050-51: 60; Gains in Water Available For Use / Savings in Demand under the selected programme (Ml/d) input as +ve 2051-52: 60; Gains in Water Available For Use / Savings in Demand under the selected programme (Ml/d) input as +ve 2052-53: 60; Gains in Water Available For Use / Savings in Demand under the selected programme (Ml/d) input as +ve 2053-54: 60; Gains in Water Available For Use / Savings in Demand under the selected programme (Ml/d) input as +ve 2054-55: 60; Gains in Water Available For Use / Savings in Demand under the selected programme (Ml/d) input as +ve 2055-56: 60; Gains in Water Available For Use / Savings in Demand under the selected programme (Ml/d) input as +ve 2056-57: 60; Gains in Water Available For Use / Savings in Demand under the selected programme (Ml/d) input as +ve 2057-58: 60; Gains in Water Available For Use / Savings in Demand under the selected programme (Ml/d) input as +ve 2058-59: 60; Gains in Water Available For Use / Savings in Demand under the selected programme (Ml/d) input as +ve 2059-60: 60; Gains in Water Available For Use / Savings in Demand under the selected programme (Ml/d) input as +ve 2060-61: 60; Gains in Water Available For Use / Savings in Demand under the selected programme (Ml/d) input as +ve 2061-62: 60; Gains in Water Available For Use / Savings in Demand under the selected programme (Ml/d) input as +ve 2062-63: 60; Gains in Water Available For Use / Savings in Demand under the selected programme (Ml/d) input as +ve 2063-64: 60; Gains in Water Available For Use / Savings in Demand under the selected programme (Ml/d) input as +ve 2064-65: 60; Gains in Water Available For Use / Savings in Demand under the selected programme (Ml/d) input as +ve 2065-66: 60; Gains in Water Available For Use / Savings in Demand under the selected programme (Ml/d) input as +ve 2066-67: 60; Gains in Water Available For Use / Savings in Demand under the selected programme (Ml/d) input as +ve 2067-68: 60; Gains in Water Available For Use / Savings in Demand under the selected programme (Ml/d) input as +ve 2068-69: 60; Gains in Water Available For Use / Savings in Demand under the selected programme (Ml/d) input as +ve 2069-70: 60; Gains in Water Available For Use / Savings in Demand under the selected programme (Ml/d) input as +ve 2070-71: 60; Gains in Water Available For Use / Savings in Demand under the selected programme (Ml/d) input as +ve 2071-72: 60; Gains in Water Available For Use / Savings in Demand under the selected programme (Ml/d) input as +ve 2072-73: 60; Gains in Water Available For Use / Savings in Demand under the selected programme (Ml/d) input as +ve 2073-74: 60; Gains in Water Available For Use / Savings in Demand under the selected programme (Ml/d) input as +ve 2074-75: 60
52aA | Bulk export (SNZ): Pulborough to Havant Thicket Reservoir (50Ml/d) | SWS_SNZ_HI-TFR_PWE_ALL_havant -hardha r 50 | External raw water bulk supply/transfer | Resource Options | N | Alternative Plan 7 | PWSPRT | Ml/d | 2 | Gains in Water Available For Use / Savings in Demand under the selected programme (Ml/d) input as +ve 2041-42: -19.278; Gains in Water Available For Use / Savings in Demand under the selected programme (Ml/d) input as +ve 2042-43: -18.7498; Gains in Water Available For Use / Savings in Demand under the selected programme (Ml/d) input as +ve 2043-44: -17.1992; Gains in Water Available For Use / Savings in Demand under the selected programme (Ml/d) input as +ve 2044-45: -16.005; Gains in Water Available For Use / Savings in Demand under the selected programme (Ml/d) input as +ve 2045-46: -13.4882; Gains in Water Available For Use / Savings in Demand under the selected programme (Ml/d) input as +ve 2046-47: -14.6568; Gains in Water Available For Use / Savings in Demand under the selected programme (Ml/d) input as +ve 2047-48: -15.5842; Gains in Water Available For Use / Savings in Demand under the selected programme (Ml/d) input as +ve 2048-49: -16.325; Gains in Water Available For Use / Savings in Demand under the selected programme (Ml/d) input as +ve 2049-50: -17.06; Gains in Water Available For Use / Savings in Demand under the selected programme (Ml/d) input as +ve 2050-51: -13.1832; Gains in Water Available For Use / Savings in Demand under the selected programme (Ml/d) input as +ve 2051-52: -11.8884; Gains in Water Available For Use / Savings in Demand under the selected programme (Ml/d) input as +ve 2052-53: -10.3344; Gains in Water Available For Use / Savings in Demand under the selected programme (Ml/d) input as +ve 2053-54: -9.8114; Gains in Water Available For Use / Savings in Demand under the selected programme (Ml/d) input as +ve 2054-55: -8.4501; Gains in Water Available For Use / Savings in Demand under the selected programme (Ml/d) input as +ve 2056-57: -5.6516; Gains in Water Available For Use / Savings in Demand under the selected programme (Ml/d) input as +ve 2064-65: -0.13253
52aA | Bulk export (SNZ): Pulborough to Havant Thicket Reservoir (50Ml/d) | SWS_SNZ_HI-TFR_PWE_ALL_havant -hardha r 50 | External raw water bulk supply/transfer | Resource Options | N | Alternative Plan 7 | SWSSNT | Ml/d | 2 | Gains in Water Available For Use / Savings in Demand under the selected programme (Ml/d) input as +ve 2041-42: 40; Gains in Water Available For Use / Savings in Demand under the selected programme (Ml/d) input as +ve 2042-43: 40; Gains in Water Available For Use / Savings in Demand under the selected programme (Ml/d) input as +ve 2043-44: 40; Gains in Water Available For Use / Savings in Demand under the selected programme (Ml/d) input as +ve 2044-45: 40; Gains in Water Available For Use / Savings in Demand under the selected programme (Ml/d) input as +ve 2045-46: 40; Gains in Water Available For Use / Savings in Demand under the selected programme (Ml/d) input as +ve 2046-47: 40; Gains in Water Available For Use / Savings in Demand under the selected programme (Ml/d) input as +ve 2047-48: 40; Gains in Water Available For Use / Savings in Demand under the selected programme (Ml/d) input as +ve 2048-49: 40; Gains in Water Available For Use / Savings in Demand under the selected programme (Ml/d) input as +ve 2049-50: 40; Gains in Water Available For Use / Savings in Demand under the selected programme (Ml/d) input as +ve 2050-51: 40; Gains in Water Available For Use / Savings in Demand under the selected programme (Ml/d) input as +ve 2051-52: 40; Gains in Water Available For Use / Savings in Demand under the selected programme (Ml/d) input as +ve 2052-53: 40; Gains in Water Available For Use / Savings in Demand under the selected programme (Ml/d) input as +ve 2053-54: 40; Gains in Water Available For Use / Savings in Demand under the selected programme (Ml/d) input as +ve 2054-55: 40; Gains in Water Available For Use / Savings in Demand under the selected programme (Ml/d) input as +ve 2055-56: 7.743; Gains in Water Available For Use / Savings in Demand under the selected programme (Ml/d) input as +ve 2056-57: 40; Gains in Water Available For Use / Savings in Demand under the selected programme (Ml/d) input as +ve 2057-58: 5.0836; Gains in Water Available For Use / Savings in Demand under the selected programme (Ml/d) input as +ve 2058-59: 3.7379; Gains in Water Available For Use / Savings in Demand under the selected programme (Ml/d) input as +ve 2059-60: 2.32; Gains in Water Available For Use / Savings in Demand under the selected programme (Ml/d) input as +ve 2060-61: 40; Gains in Water Available For Use / Savings in Demand under the selected programme (Ml/d) input as +ve 2061-62: 40; Gains in Water Available For Use / Savings in Demand under the selected programme (Ml/d) input as +ve 2062-63: 0; Gains in Water Available For Use / Savings in Demand under the selected programme (Ml/d) input as +ve 2063-64: 40; Gains in Water Available For Use / Savings in Demand under the selected programme (Ml/d) input as +ve 2064-65: 40; Gains in Water Available For Use / Savings in Demand under the selected programme (Ml/d) input as +ve 2065-66: 40; Gains in Water Available For Use / Savings in Demand under the selected programme (Ml/d) input as +ve 2066-67: 40; Gains in Water Available For Use / Savings in Demand under the selected programme (Ml/d) input as +ve 2067-68: 40; Gains in Water Available For Use / Savings in Demand under the selected programme (Ml/d) input as +ve 2068-69: 40; Gains in Water Available For Use / Savings in Demand under the selected programme (Ml/d) input as +ve 2069-70: 40; Gains in Water Available For Use / Savings in Demand under the selected programme (Ml/d) input as +ve 2070-71: 40; Gains in Water Available For Use / Savings in Demand under the selected programme (Ml/d) input as +ve 2071-72: 40; Gains in Water Available For Use / Savings in Demand under the selected programme (Ml/d) input as +ve 2072-73: 40; Gains in Water Available For Use / Savings in Demand under the selected programme (Ml/d) input as +ve 2073-74: 0; Gains in Water Available For Use / Savings in Demand under the selected programme (Ml/d) input as +ve 2074-75: 0
52aA | Bulk export (SNZ): Pulborough to Havant Thicket Reservoir (50Ml/d) | SWS_SNZ_HI-TFR_PWE_ALL_havant -hardha r 50 | External raw water bulk supply/transfer | Resource Options | N | Alternative Plan 7 | PWSPRT | Ml/d | 2 | Gains in Water Available For Use / Savings in Demand under the selected programme (Ml/d) input as +ve 2041-42: -20.722; Gains in Water Available For Use / Savings in Demand under the selected programme (Ml/d) input as +ve 2042-43: -21.2502; Gains in Water Available For Use / Savings in Demand under the selected programme (Ml/d) input as +ve 2043-44: -22.8008; Gains in Water Available For Use / Savings in Demand under the selected programme (Ml/d) input as +ve 2044-45: -23.995; Gains in Water Available For Use / Savings in Demand under the selected programme (Ml/d) input as +ve 2045-46: -26.5118; Gains in Water Available For Use / Savings in Demand under the selected programme (Ml/d) input as +ve 2046-47: -25.3432; Gains in Water Available For Use / Savings in Demand under the selected programme (Ml/d) input as +ve 2047-48: -24.4158; Gains in Water Available For Use / Savings in Demand under the selected programme (Ml/d) input as +ve 2048-49: -23.675; Gains in Water Available For Use / Savings in Demand under the selected programme (Ml/d) input as +ve 2049-50: -22.94; Gains in Water Available For Use / Savings in Demand under the selected programme (Ml/d) input as +ve 2050-51: -26.8168; Gains in Water Available For Use / Savings in Demand under the selected programme (Ml/d) input as +ve 2051-52: -28.1116; Gains in Water Available For Use / Savings in Demand under the selected programme (Ml/d) input as +ve 2052-53: -29.6656; Gains in Water Available For Use / Savings in Demand under the selected programme (Ml/d) input as +ve 2053-54: -30.1886; Gains in Water Available For Use / Savings in Demand under the selected programme (Ml/d) input as +ve 2054-55: -31.5499; Gains in Water Available For Use / Savings in Demand under the selected programme (Ml/d) input as +ve 2055-56: 0; Gains in Water Available For Use / Savings in Demand under the selected programme (Ml/d) input as +ve 2056-57: -34.3484; Gains in Water Available For Use / Savings in Demand under the selected programme (Ml/d) input as +ve 2057-58: 0; Gains in Water Available For Use / Savings in Demand under the selected programme (Ml/d) input as +ve 2058-59: 0; Gains in Water Available For Use / Savings in Demand under the selected programme (Ml/d) input as +ve 2059-60: 0; Gains in Water Available For Use / Savings in Demand under the selected programme (Ml/d) input as +ve 2060-61: -40; Gains in Water Available For Use / Savings in Demand under the selected programme (Ml/d) input as +ve 2061-62: -40; Gains in Water Available For Use / Savings in Demand under the selected programme (Ml/d) input as +ve 2062-63: 0; Gains in Water Available For Use / Savings in Demand under the selected programme (Ml/d) input as +ve 2063-64: -40; Gains in Water Available For Use / Savings in Demand under the selected programme (Ml/d) input as +ve 2064-65: -39.8675; Gains in Water Available For Use / Savings in Demand under the selected programme (Ml/d) input as +ve 2065-66: -40; Gains in Water Available For Use / Savings in Demand under the selected programme (Ml/d) input as +ve 2066-67: -40; Gains in Water Available For Use / Savings in Demand under the selected programme (Ml/d) input as +ve 2067-68: -40; Gains in Water Available For Use / Savings in Demand under the selected programme (Ml/d) input as +ve 2068-69: -40; Gains in Water Available For Use / Savings in Demand under the selected programme (Ml/d) input as +ve 2069-70: -40; Gains in Water Available For Use / Savings in Demand under the selected programme (Ml/d) input as +ve 2070-71: -40; Gains in Water Available For Use / Savings in Demand under the selected programme (Ml/d) input as +ve 2071-72: -40; Gains in Water Available For Use / Savings in Demand under the selected programme (Ml/d) input as +ve 2072-73: -40; Gains in Water Available For Use / Savings in Demand under the selected programme (Ml/d) input as +ve 2073-74: 0; Gains in Water Available For Use / Savings in Demand under the selected programme (Ml/d) input as +ve 2074-75: 0
52aA | Bulk export (SNZ): Pulborough to Havant Thicket Reservoir (50Ml/d) Phase 2 | SWS_havant th-hardham r 50 pipe WTW phase 2 | External raw water bulk supply/transfer | Resource Options | N | Alternative Plan 7 | PWSPRT | Ml/d | 2 | Gains in Water Available For Use / Savings in Demand under the selected programme (Ml/d) input as +ve 2055-56: -7.743; Gains in Water Available For Use / Savings in Demand under the selected programme (Ml/d) input as +ve 2057-58: -5.0836; Gains in Water Available For Use / Savings in Demand under the selected programme (Ml/d) input as +ve 2058-59: -3.7379; Gains in Water Available For Use / Savings in Demand under the selected programme (Ml/d) input as +ve 2059-60: -2.32
52aA | Bulk export (SNZ): Pulborough to Havant Thicket Reservoir (50Ml/d) Phase 2 | SWS_havant th-hardham r 50 pipe WTW phase 2 | External raw water bulk supply/transfer | Resource Options | N | Alternative Plan 7 | SWSSNT | Ml/d | 2 | Gains in Water Available For Use / Savings in Demand under the selected programme (Ml/d) input as +ve 2041-42: 0; Gains in Water Available For Use / Savings in Demand under the selected programme (Ml/d) input as +ve 2042-43: 0; Gains in Water Available For Use / Savings in Demand under the selected programme (Ml/d) input as +ve 2043-44: 0; Gains in Water Available For Use / Savings in Demand under the selected programme (Ml/d) input as +ve 2044-45: 0; Gains in Water Available For Use / Savings in Demand under the selected programme (Ml/d) input as +ve 2045-46: 0; Gains in Water Available For Use / Savings in Demand under the selected programme (Ml/d) input as +ve 2046-47: 0; Gains in Water Available For Use / Savings in Demand under the selected programme (Ml/d) input as +ve 2047-48: 0; Gains in Water Available For Use / Savings in Demand under the selected programme (Ml/d) input as +ve 2048-49: 0; Gains in Water Available For Use / Savings in Demand under the selected programme (Ml/d) input as +ve 2049-50: 0; Gains in Water Available For Use / Savings in Demand under the selected programme (Ml/d) input as +ve 2050-51: 0; Gains in Water Available For Use / Savings in Demand under the selected programme (Ml/d) input as +ve 2051-52: 0; Gains in Water Available For Use / Savings in Demand under the selected programme (Ml/d) input as +ve 2052-53: 0; Gains in Water Available For Use / Savings in Demand under the selected programme (Ml/d) input as +ve 2053-54: 0; Gains in Water Available For Use / Savings in Demand under the selected programme (Ml/d) input as +ve 2054-55: 0; Gains in Water Available For Use / Savings in Demand under the selected programme (Ml/d) input as +ve 2055-56: 32.257; Gains in Water Available For Use / Savings in Demand under the selected programme (Ml/d) input as +ve 2056-57: 0; Gains in Water Available For Use / Savings in Demand under the selected programme (Ml/d) input as +ve 2057-58: 34.9164; Gains in Water Available For Use / Savings in Demand under the selected programme (Ml/d) input as +ve 2058-59: 36.2621; Gains in Water Available For Use / Savings in Demand under the selected programme (Ml/d) input as +ve 2059-60: 37.68; Gains in Water Available For Use / Savings in Demand under the selected programme (Ml/d) input as +ve 2060-61: 0; Gains in Water Available For Use / Savings in Demand under the selected programme (Ml/d) input as +ve 2061-62: 0; Gains in Water Available For Use / Savings in Demand under the selected programme (Ml/d) input as +ve 2062-63: 40; Gains in Water Available For Use / Savings in Demand under the selected programme (Ml/d) input as +ve 2063-64: 0; Gains in Water Available For Use / Savings in Demand under the selected programme (Ml/d) input as +ve 2064-65: 0; Gains in Water Available For Use / Savings in Demand under the selected programme (Ml/d) input as +ve 2065-66: 0; Gains in Water Available For Use / Savings in Demand under the selected programme (Ml/d) input as +ve 2066-67: 0; Gains in Water Available For Use / Savings in Demand under the selected programme (Ml/d) input as +ve 2067-68: 0; Gains in Water Available For Use / Savings in Demand under the selected programme (Ml/d) input as +ve 2068-69: 0; Gains in Water Available For Use / Savings in Demand under the selected programme (Ml/d) input as +ve 2069-70: 0; Gains in Water Available For Use / Savings in Demand under the selected programme (Ml/d) input as +ve 2070-71: 0; Gains in Water Available For Use / Savings in Demand under the selected programme (Ml/d) input as +ve 2071-72: 0; Gains in Water Available For Use / Savings in Demand under the selected programme (Ml/d) input as +ve 2072-73: 0; Gains in Water Available For Use / Savings in Demand under the selected programme (Ml/d) input as +ve 2073-74: 40; Gains in Water Available For Use / Savings in Demand under the selected programme (Ml/d) input as +ve 2074-75: 40
52aA | Bulk export (SNZ): Pulborough to Havant Thicket Reservoir (50Ml/d) Phase 2 | SWS_havant th-hardham r 50 pipe WTW phase 2 | External raw water bulk supply/transfer | Resource Options | N | Alternative Plan 7 | PWSPRT | Ml/d | 2 | Gains in Water Available For Use / Savings in Demand under the selected programme (Ml/d) input as +ve 2041-42: 0; Gains in Water Available For Use / Savings in Demand under the selected programme (Ml/d) input as +ve 2042-43: 0; Gains in Water Available For Use / Savings in Demand under the selected programme (Ml/d) input as +ve 2043-44: 0; Gains in Water Available For Use / Savings in Demand under the selected programme (Ml/d) input as +ve 2044-45: 0; Gains in Water Available For Use / Savings in Demand under the selected programme (Ml/d) input as +ve 2045-46: 0; Gains in Water Available For Use / Savings in Demand under the selected programme (Ml/d) input as +ve 2046-47: 0; Gains in Water Available For Use / Savings in Demand under the selected programme (Ml/d) input as +ve 2047-48: 0; Gains in Water Available For Use / Savings in Demand under the selected programme (Ml/d) input as +ve 2048-49: 0; Gains in Water Available For Use / Savings in Demand under the selected programme (Ml/d) input as +ve 2049-50: 0; Gains in Water Available For Use / Savings in Demand under the selected programme (Ml/d) input as +ve 2050-51: 0; Gains in Water Available For Use / Savings in Demand under the selected programme (Ml/d) input as +ve 2051-52: 0; Gains in Water Available For Use / Savings in Demand under the selected programme (Ml/d) input as +ve 2052-53: 0; Gains in Water Available For Use / Savings in Demand under the selected programme (Ml/d) input as +ve 2053-54: 0; Gains in Water Available For Use / Savings in Demand under the selected programme (Ml/d) input as +ve 2054-55: 0; Gains in Water Available For Use / Savings in Demand under the selected programme (Ml/d) input as +ve 2055-56: -32.257; Gains in Water Available For Use / Savings in Demand under the selected programme (Ml/d) input as +ve 2056-57: 0; Gains in Water Available For Use / Savings in Demand under the selected programme (Ml/d) input as +ve 2057-58: -34.9164; Gains in Water Available For Use / Savings in Demand under the selected programme (Ml/d) input as +ve 2058-59: -36.2621; Gains in Water Available For Use / Savings in Demand under the selected programme (Ml/d) input as +ve 2059-60: -37.68; Gains in Water Available For Use / Savings in Demand under the selected programme (Ml/d) input as +ve 2060-61: 0; Gains in Water Available For Use / Savings in Demand under the selected programme (Ml/d) input as +ve 2061-62: 0; Gains in Water Available For Use / Savings in Demand under the selected programme (Ml/d) input as +ve 2062-63: -40; Gains in Water Available For Use / Savings in Demand under the selected programme (Ml/d) input as +ve 2063-64: 0; Gains in Water Available For Use / Savings in Demand under the selected programme (Ml/d) input as +ve 2064-65: 0; Gains in Water Available For Use / Savings in Demand under the selected programme (Ml/d) input as +ve 2065-66: 0; Gains in Water Available For Use / Savings in Demand under the selected programme (Ml/d) input as +ve 2066-67: 0; Gains in Water Available For Use / Savings in Demand under the selected programme (Ml/d) input as +ve 2067-68: 0; Gains in Water Available For Use / Savings in Demand under the selected programme (Ml/d) input as +ve 2068-69: 0; Gains in Water Available For Use / Savings in Demand under the selected programme (Ml/d) input as +ve 2069-70: 0; Gains in Water Available For Use / Savings in Demand under the selected programme (Ml/d) input as +ve 2070-71: 0; Gains in Water Available For Use / Savings in Demand under the selected programme (Ml/d) input as +ve 2071-72: 0; Gains in Water Available For Use / Savings in Demand under the selected programme (Ml/d) input as +ve 2072-73: 0; Gains in Water Available For Use / Savings in Demand under the selected programme (Ml/d) input as +ve 2073-74: -40; Gains in Water Available For Use / Savings in Demand under the selected programme (Ml/d) input as +ve 2074-75: -40
52cA | Bulk import (HSE): PWC Source A to Eastleigh WSR Extension (30Ml/d) | SWS_pw2moor_extension | External potable bulk supply/transfer | Distribution Options | N | Alternative Plan 7 | SWSHSE | Ml/d | 2 | Gains in Water Available For Use / Savings in Demand under the selected programme (Ml/d) input as +ve 2029-30: 15; Gains in Water Available For Use / Savings in Demand under the selected programme (Ml/d) input as +ve 2030-31: 15; Gains in Water Available For Use / Savings in Demand under the selected programme (Ml/d) input as +ve 2031-32: 15; Gains in Water Available For Use / Savings in Demand under the selected programme (Ml/d) input as +ve 2032-33: 14.2443; Gains in Water Available For Use / Savings in Demand under the selected programme (Ml/d) input as +ve 2033-34: 12.2576; Gains in Water Available For Use / Savings in Demand under the selected programme (Ml/d) input as +ve 2034-35: 5.4853; Gains in Water Available For Use / Savings in Demand under the selected programme (Ml/d) input as +ve 2035-36: 9.3174; Gains in Water Available For Use / Savings in Demand under the selected programme (Ml/d) input as +ve 2036-37: 10.2011; Gains in Water Available For Use / Savings in Demand under the selected programme (Ml/d) input as +ve 2037-38: 11.515; Gains in Water Available For Use / Savings in Demand under the selected programme (Ml/d) input as +ve 2038-39: 13.1231; Gains in Water Available For Use / Savings in Demand under the selected programme (Ml/d) input as +ve 2039-40: 0; Gains in Water Available For Use / Savings in Demand under the selected programme (Ml/d) input as +ve 2040-41: 0; Gains in Water Available For Use / Savings in Demand under the selected programme (Ml/d) input as +ve 2041-42: 0; Gains in Water Available For Use / Savings in Demand under the selected programme (Ml/d) input as +ve 2042-43: 0; Gains in Water Available For Use / Savings in Demand under the selected programme (Ml/d) input as +ve 2043-44: 0; Gains in Water Available For Use / Savings in Demand under the selected programme (Ml/d) input as +ve 2044-45: 0; Gains in Water Available For Use / Savings in Demand under the selected programme (Ml/d) input as +ve 2045-46: 0; Gains in Water Available For Use / Savings in Demand under the selected programme (Ml/d) input as +ve 2046-47: 0; Gains in Water Available For Use / Savings in Demand under the selected programme (Ml/d) input as +ve 2047-48: 0; Gains in Water Available For Use / Savings in Demand under the selected programme (Ml/d) input as +ve 2048-49: 0; Gains in Water Available For Use / Savings in Demand under the selected programme (Ml/d) input as +ve 2049-50: 0; Gains in Water Available For Use / Savings in Demand under the selected programme (Ml/d) input as +ve 2050-51: 0; Gains in Water Available For Use / Savings in Demand under the selected programme (Ml/d) input as +ve 2051-52: 0; Gains in Water Available For Use / Savings in Demand under the selected programme (Ml/d) input as +ve 2052-53: 0; Gains in Water Available For Use / Savings in Demand under the selected programme (Ml/d) input as +ve 2053-54: 0; Gains in Water Available For Use / Savings in Demand under the selected programme (Ml/d) input as +ve 2054-55: 0; Gains in Water Available For Use / Savings in Demand under the selected programme (Ml/d) input as +ve 2055-56: 0; Gains in Water Available For Use / Savings in Demand under the selected programme (Ml/d) input as +ve 2056-57: 0; Gains in Water Available For Use / Savings in Demand under the selected programme (Ml/d) input as +ve 2057-58: 0; Gains in Water Available For Use / Savings in Demand under the selected programme (Ml/d) input as +ve 2058-59: 0; Gains in Water Available For Use / Savings in Demand under the selected programme (Ml/d) input as +ve 2059-60: 0; Gains in Water Available For Use / Savings in Demand under the selected programme (Ml/d) input as +ve 2060-61: 0; Gains in Water Available For Use / Savings in Demand under the selected programme (Ml/d) input as +ve 2061-62: 0; Gains in Water Available For Use / Savings in Demand under the selected programme (Ml/d) input as +ve 2062-63: 0; Gains in Water Available For Use / Savings in Demand under the selected programme (Ml/d) input as +ve 2063-64: 0; Gains in Water Available For Use / Savings in Demand under the selected programme (Ml/d) input as +ve 2064-65: 0; Gains in Water Available For Use / Savings in Demand under the selected programme (Ml/d) input as +ve 2065-66: 0; Gains in Water Available For Use / Savings in Demand under the selected programme (Ml/d) input as +ve 2066-67: 0; Gains in Water Available For Use / Savings in Demand under the selected programme (Ml/d) input as +ve 2067-68: 0; Gains in Water Available For Use / Savings in Demand under the selected programme (Ml/d) input as +ve 2068-69: 0; Gains in Water Available For Use / Savings in Demand under the selected programme (Ml/d) input as +ve 2069-70: 0; Gains in Water Available For Use / Savings in Demand under the selected programme (Ml/d) input as +ve 2070-71: 0; Gains in Water Available For Use / Savings in Demand under the selected programme (Ml/d) input as +ve 2071-72: 0; Gains in Water Available For Use / Savings in Demand under the selected programme (Ml/d) input as +ve 2072-73: 0; Gains in Water Available For Use / Savings in Demand under the selected programme (Ml/d) input as +ve 2073-74: 0; Gains in Water Available For Use / Savings in Demand under the selected programme (Ml/d) input as +ve 2074-75: 0
52cA | Bulk import (HSE): PWC Source A to Eastleigh WSR Extension (30Ml/d) | SWS_pw2moor_extension | External potable bulk supply/transfer | Distribution Options | N | Alternative Plan 7 | PWSPRT | Ml/d | 2 | Gains in Water Available For Use / Savings in Demand under the selected programme (Ml/d) input as +ve 2029-30: -15; Gains in Water Available For Use / Savings in Demand under the selected programme (Ml/d) input as +ve 2030-31: -15; Gains in Water Available For Use / Savings in Demand under the selected programme (Ml/d) input as +ve 2031-32: -15; Gains in Water Available For Use / Savings in Demand under the selected programme (Ml/d) input as +ve 2032-33: -14.2443; Gains in Water Available For Use / Savings in Demand under the selected programme (Ml/d) input as +ve 2033-34: -12.2576; Gains in Water Available For Use / Savings in Demand under the selected programme (Ml/d) input as +ve 2034-35: -5.4853; Gains in Water Available For Use / Savings in Demand under the selected programme (Ml/d) input as +ve 2035-36: -9.3174; Gains in Water Available For Use / Savings in Demand under the selected programme (Ml/d) input as +ve 2036-37: -10.2011; Gains in Water Available For Use / Savings in Demand under the selected programme (Ml/d) input as +ve 2037-38: -11.515; Gains in Water Available For Use / Savings in Demand under the selected programme (Ml/d) input as +ve 2038-39: -13.1231; Gains in Water Available For Use / Savings in Demand under the selected programme (Ml/d) input as +ve 2039-40: 0; Gains in Water Available For Use / Savings in Demand under the selected programme (Ml/d) input as +ve 2040-41: 0; Gains in Water Available For Use / Savings in Demand under the selected programme (Ml/d) input as +ve 2041-42: 0; Gains in Water Available For Use / Savings in Demand under the selected programme (Ml/d) input as +ve 2042-43: 0; Gains in Water Available For Use / Savings in Demand under the selected programme (Ml/d) input as +ve 2043-44: 0; Gains in Water Available For Use / Savings in Demand under the selected programme (Ml/d) input as +ve 2044-45: 0; Gains in Water Available For Use / Savings in Demand under the selected programme (Ml/d) input as +ve 2045-46: 0; Gains in Water Available For Use / Savings in Demand under the selected programme (Ml/d) input as +ve 2046-47: 0; Gains in Water Available For Use / Savings in Demand under the selected programme (Ml/d) input as +ve 2047-48: 0; Gains in Water Available For Use / Savings in Demand under the selected programme (Ml/d) input as +ve 2048-49: 0; Gains in Water Available For Use / Savings in Demand under the selected programme (Ml/d) input as +ve 2049-50: 0; Gains in Water Available For Use / Savings in Demand under the selected programme (Ml/d) input as +ve 2050-51: 0; Gains in Water Available For Use / Savings in Demand under the selected programme (Ml/d) input as +ve 2051-52: 0; Gains in Water Available For Use / Savings in Demand under the selected programme (Ml/d) input as +ve 2052-53: 0; Gains in Water Available For Use / Savings in Demand under the selected programme (Ml/d) input as +ve 2053-54: 0; Gains in Water Available For Use / Savings in Demand under the selected programme (Ml/d) input as +ve 2054-55: 0; Gains in Water Available For Use / Savings in Demand under the selected programme (Ml/d) input as +ve 2055-56: 0; Gains in Water Available For Use / Savings in Demand under the selected programme (Ml/d) input as +ve 2056-57: 0; Gains in Water Available For Use / Savings in Demand under the selected programme (Ml/d) input as +ve 2057-58: 0; Gains in Water Available For Use / Savings in Demand under the selected programme (Ml/d) input as +ve 2058-59: 0; Gains in Water Available For Use / Savings in Demand under the selected programme (Ml/d) input as +ve 2059-60: 0; Gains in Water Available For Use / Savings in Demand under the selected programme (Ml/d) input as +ve 2060-61: 0; Gains in Water Available For Use / Savings in Demand under the selected programme (Ml/d) input as +ve 2061-62: 0; Gains in Water Available For Use / Savings in Demand under the selected programme (Ml/d) input as +ve 2062-63: 0; Gains in Water Available For Use / Savings in Demand under the selected programme (Ml/d) input as +ve 2063-64: 0; Gains in Water Available For Use / Savings in Demand under the selected programme (Ml/d) input as +ve 2064-65: 0; Gains in Water Available For Use / Savings in Demand under the selected programme (Ml/d) input as +ve 2065-66: 0; Gains in Water Available For Use / Savings in Demand under the selected programme (Ml/d) input as +ve 2066-67: 0; Gains in Water Available For Use / Savings in Demand under the selected programme (Ml/d) input as +ve 2067-68: 0; Gains in Water Available For Use / Savings in Demand under the selected programme (Ml/d) input as +ve 2068-69: 0; Gains in Water Available For Use / Savings in Demand under the selected programme (Ml/d) input as +ve 2069-70: 0; Gains in Water Available For Use / Savings in Demand under the selected programme (Ml/d) input as +ve 2070-71: 0; Gains in Water Available For Use / Savings in Demand under the selected programme (Ml/d) input as +ve 2071-72: 0; Gains in Water Available For Use / Savings in Demand under the selected programme (Ml/d) input as +ve 2072-73: 0; Gains in Water Available For Use / Savings in Demand under the selected programme (Ml/d) input as +ve 2073-74: 0; Gains in Water Available For Use / Savings in Demand under the selected programme (Ml/d) input as +ve 2074-75: 0
52cA | Bulk import (SNZ): PWC to Pulborough (15Ml/d) | SWS_pw2pul | External potable bulk supply/transfer | Distribution Options | N | Alternative Plan 7 | SWSSNT | Ml/d | 2 |  |  | 0 | 0 | 0 | 0 | 0 | 0 | 0 | 0 | 0 | 0 | 0 | 0 | 0 | 0 | 0 | 0 | 0 | 0 | 0 | 0 | 0 | 0 | 0 | 0 | 0 | 0 | 0 | 0 | 0 | 0 | 0 | 0 | 0 | 0 | 0 | 0 | 0 | 0 | 0 | 0 | 0 | 0 | 0 | 0 | 0 | 0 | 0 | 0 | 0 | 0 | 0 | 0 | 0 | 0
52cA | Bulk import (SNZ): PWC to Pulborough (15Ml/d) | SWS_pw2pul | External potable bulk supply/transfer | Distribution Options | N | Alternative Plan 7 | PWSPRT | Ml/d | 2 |  |  | 0 | 0 | 0 | 0 | 0 | 0 | 0 | 0 | 0 | 0 | 0 | 0 | 0 | 0 | 0 | 0 | 0 | 0 | 0 | 0 | 0 | 0 | 0 | 0 | 0 | 0 | 0 | 0 | 0 | 0 | 0 | 0 | 0 | 0 | 0 | 0 | 0 | 0 | 0 | 0 | 0 | 0 | 0 | 0 | 0 | 0 | 0 | 0 | 0 | 0 | 0 | 0 | 0 | 0
52cA | Bulk import (SNZ): PWC to Pulborough extension (15Ml/d) | SWS_pw2pul_extension | External potable bulk supply/transfer | Distribution Options | N | Alternative Plan 7 | SWSSNT | Ml/d | 2 | [7 empty] | 15 | 15 | 15 | 15 | 15 | 15 | 15 | 15 | 15 | 15 | 15 | 15 | 15 | 15 | 15 | 9.0066 | 7.8953 | 5.7516 | 3.944 | 4.6847 | 5.7532 | 6.549 | 7.1252 | 8.0341 | 7.0809 | 6.3832 | 5.3096 | 5.2541 | 4.3464 | 4.1773 | 2.6041 | 2.533 | 1.6711 | 1.3838 | 1.8917 | 0.78145 | 2.7113 | 3.322 | 0 | 0.11475 | 0.35706 | 0.59074 | 0.82372 | 1.0653 | 1.3594 | 2.355 | 4.0315 | 4.6804 | 5.7516
52cA | Bulk import (SNZ): PWC to Pulborough extension (15Ml/d) | SWS_pw2pul_extension | External potable bulk supply/transfer | Distribution Options | N | Alternative Plan 7 | PWSPRT | Ml/d | 2 | [7 empty] | -15 | -15 | -15 | -15 | -15 | -15 | -15 | -15 | -15 | -15 | -15 | -15 | -15 | -15 | -15 | -9.0066 | -7.8953 | -5.7516 | -3.944 | -4.6847 | -5.7532 | -6.549 | -7.1252 | -8.0341 | -7.0809 | -6.3832 | -5.3096 | -5.2541 | -4.3464 | -4.1773 | -2.6041 | -2.533 | -1.6711 | -1.3838 | -1.8917 | -0.78145 | -2.7113 | -3.322 | 0 | -0.11475 | -0.35706 | -0.59074 | -0.82372 | -1.0653 | -1.3594 | -2.355 | -4.0315 | -4.6804 | -5.7516
52cA | Bulk import (HSE): PWC Source A to Otterbourne WSW (21Ml/d) | SWS_pwcgm1 | External potable bulk supply/transfer | Distribution Options | N | Alternative Plan 7 | SWSHSE | Ml/d | 2 | Gains in Water Available For Use / Savings in Demand under the selected programme (Ml/d) input as +ve 2031-32: 21; Gains in Water Available For Use / Savings in Demand under the selected programme (Ml/d) input as +ve 2032-33: 21; Gains in Water Available For Use / Savings in Demand under the selected programme (Ml/d) input as +ve 2033-34: 21; Gains in Water Available For Use / Savings in Demand under the selected programme (Ml/d) input as +ve 2034-35: 21; Gains in Water Available For Use / Savings in Demand under the selected programme (Ml/d) input as +ve 2035-36: 21; Gains in Water Available For Use / Savings in Demand under the selected programme (Ml/d) input as +ve 2036-37: 21; Gains in Water Available For Use / Savings in Demand under the selected programme (Ml/d) input as +ve 2037-38: 21; Gains in Water Available For Use / Savings in Demand under the selected programme (Ml/d) input as +ve 2038-39: 21; Gains in Water Available For Use / Savings in Demand under the selected programme (Ml/d) input as +ve 2039-40: 21; Gains in Water Available For Use / Savings in Demand under the selected programme (Ml/d) input as +ve 2040-41: 21; Gains in Water Available For Use / Savings in Demand under the selected programme (Ml/d) input as +ve 2041-42: 21; Gains in Water Available For Use / Savings in Demand under the selected programme (Ml/d) input as +ve 2042-43: 21; Gains in Water Available For Use / Savings in Demand under the selected programme (Ml/d) input as +ve 2043-44: 21; Gains in Water Available For Use / Savings in Demand under the selected programme (Ml/d) input as +ve 2044-45: 21; Gains in Water Available For Use / Savings in Demand under the selected programme (Ml/d) input as +ve 2045-46: 21; Gains in Water Available For Use / Savings in Demand under the selected programme (Ml/d) input as +ve 2046-47: 21; Gains in Water Available For Use / Savings in Demand under the selected programme (Ml/d) input as +ve 2047-48: 21; Gains in Water Available For Use / Savings in Demand under the selected programme (Ml/d) input as +ve 2048-49: 21; Gains in Water Available For Use / Savings in Demand under the selected programme (Ml/d) input as +ve 2049-50: 21; Gains in Water Available For Use / Savings in Demand under the selected programme (Ml/d) input as +ve 2050-51: 21; Gains in Water Available For Use / Savings in Demand under the selected programme (Ml/d) input as +ve 2051-52: 21; Gains in Water Available For Use / Savings in Demand under the selected programme (Ml/d) input as +ve 2052-53: 21; Gains in Water Available For Use / Savings in Demand under the selected programme (Ml/d) input as +ve 2053-54: 21; Gains in Water Available For Use / Savings in Demand under the selected programme (Ml/d) input as +ve 2054-55: 21; Gains in Water Available For Use / Savings in Demand under the selected programme (Ml/d) input as +ve 2055-56: 21; Gains in Water Available For Use / Savings in Demand under the selected programme (Ml/d) input as +ve 2056-57: 21; Gains in Water Available For Use / Savings in Demand under the selected programme (Ml/d) input as +ve 2057-58: 21; Gains in Water Available For Use / Savings in Demand under the selected programme (Ml/d) input as +ve 2058-59: 21; Gains in Water Available For Use / Savings in Demand under the selected programme (Ml/d) input as +ve 2059-60: 21; Gains in Water Available For Use / Savings in Demand under the selected programme (Ml/d) input as +ve 2060-61: 21; Gains in Water Available For Use / Savings in Demand under the selected programme (Ml/d) input as +ve 2061-62: 21; Gains in Water Available For Use / Savings in Demand under the selected programme (Ml/d) input as +ve 2062-63: 21; Gains in Water Available For Use / Savings in Demand under the selected programme (Ml/d) input as +ve 2063-64: 21; Gains in Water Available For Use / Savings in Demand under the selected programme (Ml/d) input as +ve 2064-65: 21; Gains in Water Available For Use / Savings in Demand under the selected programme (Ml/d) input as +ve 2065-66: 21; Gains in Water Available For Use / Savings in Demand under the selected programme (Ml/d) input as +ve 2066-67: 21; Gains in Water Available For Use / Savings in Demand under the selected programme (Ml/d) input as +ve 2067-68: 21; Gains in Water Available For Use / Savings in Demand under the selected programme (Ml/d) input as +ve 2068-69: 21; Gains in Water Available For Use / Savings in Demand under the selected programme (Ml/d) input as +ve 2069-70: 21; Gains in Water Available For Use / Savings in Demand under the selected programme (Ml/d) input as +ve 2070-71: 21; Gains in Water Available For Use / Savings in Demand under the selected programme (Ml/d) input as +ve 2071-72: 21; Gains in Water Available For Use / Savings in Demand under the selected programme (Ml/d) input as +ve 2072-73: 21; Gains in Water Available For Use / Savings in Demand under the selected programme (Ml/d) input as +ve 2073-74: 21; Gains in Water Available For Use / Savings in Demand under the selected programme (Ml/d) input as +ve 2074-75: 21
52cA | Bulk import (HSE): PWC Source A to Otterbourne WSW (21Ml/d) | SWS_pwcgm1 | External potable bulk supply/transfer | Distribution Options | N | Alternative Plan 7 | PWSPRT | Ml/d | 2 | Gains in Water Available For Use / Savings in Demand under the selected programme (Ml/d) input as +ve 2031-32: -21; Gains in Water Available For Use / Savings in Demand under the selected programme (Ml/d) input as +ve 2032-33: -21; Gains in Water Available For Use / Savings in Demand under the selected programme (Ml/d) input as +ve 2033-34: -21; Gains in Water Available For Use / Savings in Demand under the selected programme (Ml/d) input as +ve 2034-35: -21; Gains in Water Available For Use / Savings in Demand under the selected programme (Ml/d) input as +ve 2035-36: -21; Gains in Water Available For Use / Savings in Demand under the selected programme (Ml/d) input as +ve 2036-37: -21; Gains in Water Available For Use / Savings in Demand under the selected programme (Ml/d) input as +ve 2037-38: -21; Gains in Water Available For Use / Savings in Demand under the selected programme (Ml/d) input as +ve 2038-39: -21; Gains in Water Available For Use / Savings in Demand under the selected programme (Ml/d) input as +ve 2039-40: -21; Gains in Water Available For Use / Savings in Demand under the selected programme (Ml/d) input as +ve 2040-41: -21; Gains in Water Available For Use / Savings in Demand under the selected programme (Ml/d) input as +ve 2041-42: -21; Gains in Water Available For Use / Savings in Demand under the selected programme (Ml/d) input as +ve 2042-43: -21; Gains in Water Available For Use / Savings in Demand under the selected programme (Ml/d) input as +ve 2043-44: -21; Gains in Water Available For Use / Savings in Demand under the selected programme (Ml/d) input as +ve 2044-45: -21; Gains in Water Available For Use / Savings in Demand under the selected programme (Ml/d) input as +ve 2045-46: -21; Gains in Water Available For Use / Savings in Demand under the selected programme (Ml/d) input as +ve 2046-47: -21; Gains in Water Available For Use / Savings in Demand under the selected programme (Ml/d) input as +ve 2047-48: -21; Gains in Water Available For Use / Savings in Demand under the selected programme (Ml/d) input as +ve 2048-49: -21; Gains in Water Available For Use / Savings in Demand under the selected programme (Ml/d) input as +ve 2049-50: -21; Gains in Water Available For Use / Savings in Demand under the selected programme (Ml/d) input as +ve 2050-51: -21; Gains in Water Available For Use / Savings in Demand under the selected programme (Ml/d) input as +ve 2051-52: -21; Gains in Water Available For Use / Savings in Demand under the selected programme (Ml/d) input as +ve 2052-53: -21; Gains in Water Available For Use / Savings in Demand under the selected programme (Ml/d) input as +ve 2053-54: -21; Gains in Water Available For Use / Savings in Demand under the selected programme (Ml/d) input as +ve 2054-55: -21; Gains in Water Available For Use / Savings in Demand under the selected programme (Ml/d) input as +ve 2055-56: -21; Gains in Water Available For Use / Savings in Demand under the selected programme (Ml/d) input as +ve 2056-57: -21; Gains in Water Available For Use / Savings in Demand under the selected programme (Ml/d) input as +ve 2057-58: -21; Gains in Water Available For Use / Savings in Demand under the selected programme (Ml/d) input as +ve 2058-59: -21; Gains in Water Available For Use / Savings in Demand under the selected programme (Ml/d) input as +ve 2059-60: -21; Gains in Water Available For Use / Savings in Demand under the selected programme (Ml/d) input as +ve 2060-61: -21; Gains in Water Available For Use / Savings in Demand under the selected programme (Ml/d) input as +ve 2061-62: -21; Gains in Water Available For Use / Savings in Demand under the selected programme (Ml/d) input as +ve 2062-63: -21; Gains in Water Available For Use / Savings in Demand under the selected programme (Ml/d) input as +ve 2063-64: -21; Gains in Water Available For Use / Savings in Demand under the selected programme (Ml/d) input as +ve 2064-65: -21; Gains in Water Available For Use / Savings in Demand under the selected programme (Ml/d) input as +ve 2065-66: -21; Gains in Water Available For Use / Savings in Demand under the selected programme (Ml/d) input as +ve 2066-67: -21; Gains in Water Available For Use / Savings in Demand under the selected programme (Ml/d) input as +ve 2067-68: -21; Gains in Water Available For Use / Savings in Demand under the selected programme (Ml/d) input as +ve 2068-69: -21; Gains in Water Available For Use / Savings in Demand under the selected programme (Ml/d) input as +ve 2069-70: -21; Gains in Water Available For Use / Savings in Demand under the selected programme (Ml/d) input as +ve 2070-71: -21; Gains in Water Available For Use / Savings in Demand under the selected programme (Ml/d) input as +ve 2071-72: -21; Gains in Water Available For Use / Savings in Demand under the selected programme (Ml/d) input as +ve 2072-73: -21; Gains in Water Available For Use / Savings in Demand under the selected programme (Ml/d) input as +ve 2073-74: -21; Gains in Water Available For Use / Savings in Demand under the selected programme (Ml/d) input as +ve 2074-75: -21
52dA | Resilience change from 1 in 500 to 1 in 200 for PWSPRT | PRT_PRT_200_los resilience | Change in levels of service | Customer Options | N | Least Cost Programme | PWSPRT | Ml/d | 2 | Gains in Water Available For Use / Savings in Demand under the selected programme (Ml/d) input as +ve 2021-22: 8.731; Gains in Water Available For Use / Savings in Demand under the selected programme (Ml/d) input as +ve 2022-23: 8.7139; Gains in Water Available For Use / Savings in Demand under the selected programme (Ml/d) input as +ve 2023-24: 8.6968; Gains in Water Available For Use / Savings in Demand under the selected programme (Ml/d) input as +ve 2024-25: 8.6796; Gains in Water Available For Use / Savings in Demand under the selected programme (Ml/d) input as +ve 2025-26: 8.6625; Gains in Water Available For Use / Savings in Demand under the selected programme (Ml/d) input as +ve 2026-27: 8.6454; Gains in Water Available For Use / Savings in Demand under the selected programme (Ml/d) input as +ve 2027-28: 8.6282; Gains in Water Available For Use / Savings in Demand under the selected programme (Ml/d) input as +ve 2028-29: 8.6111; Gains in Water Available For Use / Savings in Demand under the selected programme (Ml/d) input as +ve 2029-30: 8.594; Gains in Water Available For Use / Savings in Demand under the selected programme (Ml/d) input as +ve 2030-31: 8.5769; Gains in Water Available For Use / Savings in Demand under the selected programme (Ml/d) input as +ve 2031-32: 8.5597; Gains in Water Available For Use / Savings in Demand under the selected programme (Ml/d) input as +ve 2032-33: 8.5426; Gains in Water Available For Use / Savings in Demand under the selected programme (Ml/d) input as +ve 2033-34: 8.5255; Gains in Water Available For Use / Savings in Demand under the selected programme (Ml/d) input as +ve 2034-35: 8.5084; Gains in Water Available For Use / Savings in Demand under the selected programme (Ml/d) input as +ve 2035-36: 8.4913; Gains in Water Available For Use / Savings in Demand under the selected programme (Ml/d) input as +ve 2036-37: 8.4741; Gains in Water Available For Use / Savings in Demand under the selected programme (Ml/d) input as +ve 2037-38: 8.457; Gains in Water Available For Use / Savings in Demand under the selected programme (Ml/d) input as +ve 2038-39: 8.4399
52dA | AMI / Smart metering - Infrastructure - Company - High+ | PRT_PRT_EF-CRE_ALL_ALL_ami_infra high+ | Other water efficiency | Customer Options | N | Least Cost Programme | PWSPRT | Ml/d | 2 | [6 empty] | 0 | 0 | 0 | 0 | 0 | 0 | 0 | 0 | 0 | 0 | 0 | 0 | 0 | 0 | 0 | 0 | 0 | 0 | 0 | 0 | 0 | 0 | 0 | 0 | 0 | 0 | 0 | 0 | 0 | 0 | 0 | 0 | 0 | 0 | 0 | 0 | 0 | 0 | 0 | 0 | 0 | 0 | 0 | 0 | 0 | 0 | 0 | 0 | 0 | 0
52dA | AMI / Smart metering - Household - Company - High+ | PRT_PRT_EF-CRE_ALL_ALL_ami_smrt_m_hh high+ | Metering other selective | Customer Options | N | Least Cost Programme | PWSPRT | Ml/d | 2 | [6 empty] | 0 | 0.0223 | 0.1907 | 0.4771 | 0.8777 | 1.3454 | 1.7949 | 2.2715 | 3.2607 | 3.4032 | 3.4032 | 3.4032 | 3.4032 | 3.4032 | 3.4032 | 3.4032 | 3.4032 | 3.4032 | 3.4032 | 3.4032 | 3.4032 | 3.4032 | 3.4032 | 3.4032 | 3.4032 | 3.4032 | 3.4032 | 3.4032 | 3.4032 | 3.4032 | 3.4032 | 3.4032 | 3.4032 | 3.4032 | 3.4032 | 3.4032 | 3.4032 | 3.4032 | 3.4032 | 3.4032 | 3.4032 | 3.4032 | 3.4032 | 3.4032 | 3.4032 | 3.4032 | 3.4032 | 3.4032 | 3.4032 | 3.4032
52dA | AMI / Smart metering - Non-Household - Company - High+ | PRT_PRT_EF-CRE_ALL_ALL_ami_smrt_m_nhh high+ | Metering other selective | Customer Options | N | Least Cost Programme | PWSPRT | Ml/d | 2 | [6 empty] | 0.374 | 1.4961 | 2.5086 | 2.9729 | 3.424 | 3.4936 | 3.5632 | 3.6327 | 3.6771 | 3.6771 | 3.6771 | 3.6771 | 3.6771 | 3.6771 | 3.6771 | 3.6771 | 3.6771 | 3.6771 | 3.6771 | 3.6771 | 3.6771 | 3.6771 | 3.6771 | 3.6771 | 3.6771 | 3.6771 | 3.6771 | 3.6771 | 3.6771 | 3.6771 | 3.6771 | 3.6771 | 3.6771 | 3.6771 | 3.6771 | 3.6771 | 3.6771 | 3.6771 | 3.6771 | 3.6771 | 3.6771 | 3.6771 | 3.6771 | 3.6771 | 3.6771 | 3.6771 | 3.6771 | 3.6771 | 3.6771 | 3.6771
52dA | Compulsory metering – Household - Company - High+ | PRT_PRT_EF-CRE_ALL_ALL_comp metering high+ | Metering compulsory | Customer Options | N | Least Cost Programme | PWSPRT | Ml/d | 2 | [6 empty] | 0 | 0.1041 | 0.8888 | 2.2231 | 4.0895 | 6.2682 | 8.3622 | 9.9894 | 9.9894 | 9.9894 | 9.9894 | 9.9894 | 9.9894 | 9.9894 | 9.9894 | 9.9894 | 9.9894 | 9.9894 | 9.9894 | 9.9894 | 9.9894 | 9.9894 | 9.9894 | 9.9894 | 9.9894 | 9.9894 | 9.9894 | 9.9894 | 9.9894 | 9.9894 | 9.9894 | 9.9894 | 9.9894 | 9.9894 | 9.9894 | 9.9894 | 9.9894 | 9.9894 | 9.9894 | 9.9894 | 9.9894 | 9.9894 | 9.9894 | 9.9894 | 9.9894 | 9.9894 | 9.9894 | 9.9894 | 9.9894 | 9.9894
52dA | Pressure control device - Company - High+ | PRT_PRT_EF-CRE_ALL_ALL_hh_pressure high+ | Retrofitting indoor water efficiency devices | Customer Options | N | Least Cost Programme | PWSPRT | Ml/d | 2 | [6 empty] | 0.0015 | 0.0031 | 0.0047 | 0.0063 | 0.008 | 0.0271 | 0.0463 | 0.0655 | 0.0847 | 0.104 | 0.152 | 0.152 | 0.152 | 0.152 | 0.152 | 0.344 | 0.344 | 0.344 | 0.344 | 0.344 | 0.344 | 0.344 | 0.344 | 0.344 | 0.344 | 0.344 | 0.344 | 0.344 | 0.344 | 0.344 | 0.344 | 0.344 | 0.344 | 0.344 | 0.344 | 0.344 | 0.344 | 0.344 | 0.344 | 0.344 | 0.344 | 0.344 | 0.344 | 0.344 | 0.344 | 0.344 | 0.344 | 0.344 | 0.344 | 0.344
52dA | Optant metering - Company - High+ | PRT_PRT_EF-CRE_ALL_ALL_optant_meter high+ | Metering optants | Customer Options | N | Least Cost Programme | PWSPRT | Ml/d | 2 | [6 empty] | 0.0313 | 0.0563 | 0.0763 | 0.0923 | 0.1051 | 0.1153 | 0.1235 | 0.1235 | 0.1235 | 0.1235 | 0.1235 | 0.1235 | 0.1235 | 0.1235 | 0.1235 | 0.1235 | 0.1235 | 0.1235 | 0.1235 | 0.1235 | 0.1235 | 0.1235 | 0.1235 | 0.1235 | 0.1235 | 0.1235 | 0.1235 | 0.1235 | 0.1235 | 0.1235 | 0.1235 | 0.1235 | 0.1235 | 0.1235 | 0.1235 | 0.1235 | 0.1235 | 0.1235 | 0.1235 | 0.1235 | 0.1235 | 0.1235 | 0.1235 | 0.1235 | 0.1235 | 0.1235 | 0.1235 | 0.1235 | 0.1235 | 0.1235
52dA | Government-led Demand Reduction - Profile C+ (Portsmouth Water) | PRT_PRT_EF-LKR_ALL_ALL_dmp prt gov c+2 | Other water efficiency | Customer Options | N | Least Cost Programme | PWSPRT | Ml/d | 2 | [6 empty] | 0.30422 | 0.61533 | 0.9344 | 1.2609 | 1.5953 | 2.2574 | 2.9331 | 3.6194 | 4.3096 | 5.0075 | 6.383 | 7.7704 | 9.1682 | 10.5738 | 11.9868 | 13.077 | 14.1761 | 15.2876 | 16.412 | 17.5507 | 18.3477 | 19.148 | 19.955 | 20.7738 | 21.6026 | 21.7145 | 21.7615 | 21.8057 | 21.8481 | 21.8881 | 21.9268 | 21.9627 | 21.9989 | 22.0359 | 22.0733 | 22.11 | 22.1468 | 22.184 | 22.2215 | 22.2572 | 22.2923 | 22.3273 | 22.364 | 22.4011 | 22.4386 | 22.4763 | 22.5137 | 22.5521 | 22.5905 | 22.6294
52cA | Leakage reduction - Active Leakage Control - Company - High+ | PRT_PRT_EF-LKR_ALL_ALL_leakage_alc high+ | Active leakage management | Distribution Options | N | Least Cost Programme | PWSPRT | Ml/d | 2 | [6 empty] | 1.9954 | 1.5687 | 1.662 | 2.2518 | 2.3699 | 2.4414 | 2.3459 | 2.2542 | 2.066 | 2.214 | 2.5126 | 2.8613 | 3.21 | 3.5587 | 3.8674 | 3.9274 | 3.9974 | 4.0674 | 4.1274 | 4.1974 | 4.2674 | 4.3374 | 4.3974 | 4.4574 | 4.5274 | 4.5974 | 4.6574 | 4.7174 | 4.7874 | 4.8474 | 4.9074 | 4.9674 | 5.0474 | 5.1174 | 5.1874 | 5.2674 | 5.3374 | 5.4074 | 5.4874 | 5.5574 | 5.6274 | 5.6974 | 5.7674 | 5.8374 | 5.9074 | 5.9774 | 6.0474 | 6.1174 | 6.1874 | 6.2574
52cA | Leakage reduction - Customer engagement / education / incentives - Non-Household - Company - High+ | PRT_PRT_EF-LKR_ALL_ALL_leakage_custen high+ | Other leakage control | Distribution Options | N | Least Cost Programme | PWSPRT | Ml/d | 2 | [6 empty] | 0 | 0 | 0 | 0 | 0 | 0.0126 | 0.0252 | 0.0378 | 0.0504 | 0.063 | 0.0756 | 0.0882 | 0.1008 | 0.1134 | 0.126 | 0.1386 | 0.1512 | 0.1638 | 0.1764 | 0.189 | 0.2016 | 0.2142 | 0.2268 | 0.2394 | 0.252 | 0.2646 | 0.2772 | 0.2898 | 0.3 | 0.3 | 0.3 | 0.3 | 0.3 | 0.3 | 0.3 | 0.3 | 0.3 | 0.3 | 0.3 | 0.3 | 0.3 | 0.3 | 0.3 | 0.3 | 0.3 | 0.3 | 0.3 | 0.3 | 0.3 | 0.3
52dA | Household audit - Company - High+ | PRT_PRT_EF-WEF_ALL_ALL_audit_hh high+ | Household water audit | Customer Options | N | Least Cost Programme | PWSPRT | Ml/d | 2 | [6 empty] | 0.085 | 0.17 | 0.255 | 0.3314 | 0.3994 | 0.459 | 0.51 | 0.5524 | 0.5864 | 0.5881 | 0.5898 | 0.5915 | 0.5932 | 0.595 | 0.5966 | 0.5983 | 0.6 | 0.6017 | 0.6034 | 0.6051 | 0.6068 | 0.6085 | 0.6102 | 0.612 | 0.6136 | 0.6153 | 0.617 | 0.6187 | 0.6204 | 0.6221 | 0.6238 | 0.6255 | 0.6272 | 0.629 | 0.6306 | 0.6323 | 0.634 | 0.6357 | 0.6374 | 0.6391 | 0.6408 | 0.6425 | 0.6442 | 0.646 | 0.6476 | 0.6493 | 0.651 | 0.6527 | 0.6544 | 0.6561
52dA | Non-household audit - Company - High+ | PRT_PRT_EF-WEF_ALL_ALL_audit_nhh high+ | Non-household water audit | Customer Options | N | Least Cost Programme | PWSPRT | Ml/d | 2 | [6 empty] | 0.0027 | 0.0054 | 0.0082 | 0.0109 | 0.0137 | 0.0164 | 0.0191 | 0.0219 | 0.0246 | 0.0274 | 0.0301 | 0.0301 | 0.0301 | 0.0301 | 0.0301 | 0.0301 | 0.0301 | 0.0301 | 0.0301 | 0.0301 | 0.0301 | 0.0301 | 0.0301 | 0.0301 | 0.0301 | 0.0301 | 0.0301 | 0.0301 | 0.0301 | 0.0301 | 0.0301 | 0.0301 | 0.0301 | 0.0301 | 0.0301 | 0.0301 | 0.0301 | 0.0301 | 0.0301 | 0.0301 | 0.0301 | 0.0301 | 0.0301 | 0.0301 | 0.0301 | 0.0301 | 0.0301 | 0.0301 | 0.0301 | 0.0301
52dA | Awareness campaign: community - Company - High+ | PRT_PRT_EF-WEF_ALL_ALL_awareness high+ | Retrofitting indoor water efficiency devices | Customer Options | N | Least Cost Programme | PWSPRT | Ml/d | 2 | [6 empty] | 0.2887 | 0.5775 | 0.8663 | 1.1551 | 1.444 | 1.7327 | 2.0215 | 2.3103 | 2.5991 | 2.888 | 2.902 | 2.916 | 2.903 | 2.945 | 2.959 | 2.974 | 2.988 | 3.003 | 3.017 | 3.031 | 3.046 | 3.06 | 3.0751 | 3.0896 | 3.104 | 3.1185 | 3.133 | 3.1473 | 3.1617 | 3.1762 | 3.1906 | 3.2051 | 3.2195 | 3.234 | 3.2484 | 3.2628 | 3.2773 | 3.2197 | 3.3061 | 3.3206 | 3.335 | 3.3495 | 3.364 | 3.3783 | 3.3928 | 3.4072 | 3.4217 | 3.4361 | 3.4505 | 3.465
52dA | Multi- channel proactive coms - Company - High+ | PRT_PRT_EF-WEF_ALL_ALL_comms high+ | Retrofitting indoor water efficiency devices | Customer Options | N | Least Cost Programme | PWSPRT | Ml/d | 2 | [6 empty] | 0.0604 | 0.1208 | 0.1813 | 0.2418 | 0.3023 | 0.3627 | 0.4233 | 0.4837 | 0.5442 | 0.6047 | 0.6652 | 0.7256 | 0.7256 | 0.7256 | 0.7256 | 0.7256 | 0.7256 | 0.7256 | 0.7256 | 0.7256 | 0.7256 | 0.7256 | 0.7256 | 0.7256 | 0.7256 | 0.7256 | 0.7256 | 0.7256 | 0.7256 | 0.7256 | 0.7256 | 0.7256 | 0.7256 | 0.7256 | 0.7256 | 0.7256 | 0.7256 | 0.7256 | 0.7256 | 0.7256 | 0.7256 | 0.7256 | 0.7256 | 0.7256 | 0.7256 | 0.7256 | 0.7256 | 0.7256 | 0.7256 | 0.7256
52dA | Education programme - Company - High+ | PRT_PRT_EF-WEF_ALL_ALL_education high+ | Household water audit | Customer Options | N | Least Cost Programme | PWSPRT | Ml/d | 2 | [6 empty] | 0.0113 | 0.0226 | 0.034 | 0.0453 | 0.0566 | 0.068 | 0.0793 | 0.0906 | 0.102 | 0.1133 | 0.1246 | 0.136 | 0.1473 | 0.1577 | 0.17 | 0.1813 | 0.1927 | 0.2041 | 0.2145 | 0.2267 | 0.2381 | 0.2494 | 0.2607 | 0.2721 | 0.2834 | 0.2834 | 0.2834 | 0.2834 | 0.2834 | 0.2834 | 0.2834 | 0.2834 | 0.2834 | 0.2834 | 0.2834 | 0.2834 | 0.2834 | 0.2834 | 0.2834 | 0.2834 | 0.2834 | 0.2834 | 0.2834 | 0.2834 | 0.2834 | 0.2834 | 0.2834 | 0.2834 | 0.2834 | 0.2834
52dA | Retrofit Gadgets - Company - High+ | PRT_PRT_EF-WEF_ALL_ALL_gadgets high+ | Retrofitting indoor water efficiency devices | Customer Options | N | Least Cost Programme | PWSPRT | Ml/d | 2 | [6 empty] | 0.0025 | 0.0052 | 0.0078 | 0.0105 | 0.0131 | 0.0157 | 0.0184 | 0.0211 | 0.0236 | 0.0263 | 0.029 | 0.0316 | 0.0342 | 0.0368 | 0.0395 | 0.0422 | 0.0447 | 0.0474 | 0.0501 | 0.0527 | 0.0553 | 0.058 | 0.0606 | 0.0633 | 0.066 | 0.0527 | 0.0553 | 0.058 | 0.0606 | 0.0633 | 0.066 | 0.0685 | 0.0712 | 0.0738 | 0.0765 | 0.0791 | 0.0817 | 0.0844 | 0.0871 | 0.0896 | 0.0923 | 0.095 | 0.0976 | 0.1002 | 0.1028 | 0.1055 | 0.1082 | 0.1107 | 0.1134 | 0.1161
52dA | Introduce innovative tariffs - Company - High+ | PRT_PRT_EF-WEF_ALL_ALL_innovative tariffs high+ | Retrofitting indoor water efficiency devices | Customer Options | N | Least Cost Programme | PWSPRT | Ml/d | 2 | [6 empty] | 0 | 0 | 0 | 0 | 0 | 0 | 0 | 0 | 0 | 0 | 2.0133 | 2.0313 | 2.0485 | 2.0645 | 2.0794 | 2.0943 | 2.1091 | 2.1238 | 2.1385 | 2.153 | 2.1675 | 2.1819 | 2.1962 | 2.2104 | 2.2245 | 2.2386 | 2.2455 | 2.2519 | 2.2581 | 2.2641 | 2.2703 | 2.2764 | 2.2825 | 2.2884 | 2.2942 | 2.3001 | 2.3063 | 2.3125 | 2.319 | 2.3256 | 2.3325 | 2.3397 | 2.3468 | 2.3538 | 2.3609 | 2.3677 | 2.3746 | 2.3814 | 2.3882 | 2.3949
52dA | Leak Alarm - Company - High+ | PRT_PRT_EF-WEF_ALL_ALL_leak_alarm high+ | Retrofitting indoor water efficiency devices | Customer Options | N | Least Cost Programme | PWSPRT | Ml/d | 2 | [6 empty] | 0.015 | 0.03 | 0.045 | 0.06 | 0.075 | 0.075 | 0.075 | 0.075 | 0.075 | 0.075 | 0.075 | 0.075 | 0.075 | 0.075 | 0.075 | 0.075 | 0.075 | 0.075 | 0.075 | 0.075 | 0.075 | 0.075 | 0.075 | 0.075 | 0.075 | 0.075 | 0.075 | 0.075 | 0.075 | 0.075 | 0.075 | 0.075 | 0.075 | 0.075 | 0.075 | 0.075 | 0.075 | 0.075 | 0.075 | 0.075 | 0.075 | 0.075 | 0.075 | 0.075 | 0.075 | 0.075 | 0.075 | 0.075 | 0.075 | 0.075
52dA | Metering CSL - Company - High+ | PRT_PRT_EF-WEF_ALL_ALL_meter csl high+ | Supply pipe repairs / replacement | Customer Options | N | Least Cost Programme | PWSPRT | Ml/d | 2 | [6 empty] | 0 | 0.0875 | 0.7475 | 1.8696 | 3.4393 | 5.2717 | 7.0328 | 8.571 | 9.8887 | 10.0786 | 10.0786 | 10.0786 | 10.0786 | 10.0786 | 10.0786 | 10.0786 | 10.0786 | 10.0786 | 10.0786 | 10.0786 | 10.0786 | 10.0786 | 10.0786 | 10.0786 | 10.0786 | 10.0786 | 10.0786 | 10.0786 | 10.0786 | 10.0786 | 10.0786 | 10.0786 | 10.0786 | 10.0786 | 10.0786 | 10.0786 | 10.0786 | 10.0786 | 10.0786 | 10.0786 | 10.0786 | 10.0786 | 10.0786 | 10.0786 | 10.0786 | 10.0786 | 10.0786 | 10.0786 | 10.0786 | 10.0786
52dA | Community Reward (Waterfit platform) - Company - High+ | PRT_PRT_EF-WEF_ALL_ALL_reduce_consump high+ | Retrofitting indoor water efficiency devices | Customer Options | N | Least Cost Programme | PWSPRT | Ml/d | 2 | [6 empty] | 0.044 | 0.088 | 0.132 | 0.176 | 0.22 | 0.264 | 0.308 | 0.352 | 0.396 | 0.44 | 0.484 | 0.528 | 0.572 | 0.616 | 0.66 | 0.704 | 0.748 | 0.792 | 0.836 | 0.88 | 0.924 | 0.968 | 1.012 | 1.056 | 1.1 | 1.1 | 1.1 | 1.1 | 1.1 | 1.1 | 1.1 | 1.1 | 1.1 | 1.1 | 1.1 | 1.1 | 1.1 | 1.1 | 1.1 | 1.1 | 1.1 | 1.1 | 1.1 | 1.1 | 1.1 | 1.1 | 1.1 | 1.1 | 1.1 | 1.1
52dA | Vulnerability - Company - High+ | PRT_PRT_EF-WEF_ALL_ALL_vulnerability high+ | Retrofitting indoor water efficiency devices | Customer Options | N | Least Cost Programme | PWSPRT | Ml/d | 2 | [6 empty] | 0.0001 | 0.0003 | 0.0004 | 0.0006 | 0.0008 | 0.001 | 0.0012 | 0.0013 | 0.0015 | 0.0017 | 0.0018 | 0.0021 | 0.0023 | 0.0024 | 0.0026 | 0.0027 | 0.003 | 0.0032 | 0.0033 | 0.0035 | 0.0037 | 0.0038 | 0.0041 | 0.0042 | 0.0044 | 0.0044 | 0.0044 | 0.0044 | 0.0044 | 0.0044 | 0.0044 | 0.0044 | 0.0044 | 0.0044 | 0.0044 | 0.0044 | 0.0044 | 0.0044 | 0.0044 | 0.0044 | 0.0044 | 0.0044 | 0.0044 | 0.0044 | 0.0044 | 0.0044 | 0.0044 | 0.0044 | 0.0044 | 0.0044
52cA | Upgrade Source O Booster to 25Mld | PRT_PRT_HI-ROC_ALL_ALL_Source O booster | Trunk mains renewal/new | Distribution Options | N | Least Cost Programme | PWSPRT | Ml/d | 2 | Gains in Water Available For Use / Savings in Demand under the selected programme (Ml/d) input as +ve 2033-34: 4.1; Gains in Water Available For Use / Savings in Demand under the selected programme (Ml/d) input as +ve 2034-35: 4.1; Gains in Water Available For Use / Savings in Demand under the selected programme (Ml/d) input as +ve 2035-36: 4.1; Gains in Water Available For Use / Savings in Demand under the selected programme (Ml/d) input as +ve 2036-37: 4.1; Gains in Water Available For Use / Savings in Demand under the selected programme (Ml/d) input as +ve 2037-38: 4.1; Gains in Water Available For Use / Savings in Demand under the selected programme (Ml/d) input as +ve 2038-39: 4.1; Gains in Water Available For Use / Savings in Demand under the selected programme (Ml/d) input as +ve 2039-40: 4.1; Gains in Water Available For Use / Savings in Demand under the selected programme (Ml/d) input as +ve 2040-41: 4.1; Gains in Water Available For Use / Savings in Demand under the selected programme (Ml/d) input as +ve 2041-42: 4.1; Gains in Water Available For Use / Savings in Demand under the selected programme (Ml/d) input as +ve 2042-43: 4.1; Gains in Water Available For Use / Savings in Demand under the selected programme (Ml/d) input as +ve 2043-44: 4.1; Gains in Water Available For Use / Savings in Demand under the selected programme (Ml/d) input as +ve 2044-45: 4.1; Gains in Water Available For Use / Savings in Demand under the selected programme (Ml/d) input as +ve 2045-46: 4.1; Gains in Water Available For Use / Savings in Demand under the selected programme (Ml/d) input as +ve 2046-47: 4.1; Gains in Water Available For Use / Savings in Demand under the selected programme (Ml/d) input as +ve 2047-48: 4.1; Gains in Water Available For Use / Savings in Demand under the selected programme (Ml/d) input as +ve 2048-49: 4.1; Gains in Water Available For Use / Savings in Demand under the selected programme (Ml/d) input as +ve 2049-50: 4.1; Gains in Water Available For Use / Savings in Demand under the selected programme (Ml/d) input as +ve 2050-51: 4.1; Gains in Water Available For Use / Savings in Demand under the selected programme (Ml/d) input as +ve 2051-52: 4.1; Gains in Water Available For Use / Savings in Demand under the selected programme (Ml/d) input as +ve 2052-53: 4.1; Gains in Water Available For Use / Savings in Demand under the selected programme (Ml/d) input as +ve 2053-54: 4.1; Gains in Water Available For Use / Savings in Demand under the selected programme (Ml/d) input as +ve 2054-55: 4.1; Gains in Water Available For Use / Savings in Demand under the selected programme (Ml/d) input as +ve 2055-56: 4.1; Gains in Water Available For Use / Savings in Demand under the selected programme (Ml/d) input as +ve 2056-57: 4.1; Gains in Water Available For Use / Savings in Demand under the selected programme (Ml/d) input as +ve 2057-58: 4.1; Gains in Water Available For Use / Savings in Demand under the selected programme (Ml/d) input as +ve 2058-59: 4.1; Gains in Water Available For Use / Savings in Demand under the selected programme (Ml/d) input as +ve 2059-60: 4.1; Gains in Water Available For Use / Savings in Demand under the selected programme (Ml/d) input as +ve 2060-61: 4.1; Gains in Water Available For Use / Savings in Demand under the selected programme (Ml/d) input as +ve 2061-62: 4.1; Gains in Water Available For Use / Savings in Demand under the selected programme (Ml/d) input as +ve 2062-63: 4.1; Gains in Water Available For Use / Savings in Demand under the selected programme (Ml/d) input as +ve 2063-64: 4.1; Gains in Water Available For Use / Savings in Demand under the selected programme (Ml/d) input as +ve 2064-65: 4.1; Gains in Water Available For Use / Savings in Demand under the selected programme (Ml/d) input as +ve 2065-66: 4.1; Gains in Water Available For Use / Savings in Demand under the selected programme (Ml/d) input as +ve 2066-67: 4.1; Gains in Water Available For Use / Savings in Demand under the selected programme (Ml/d) input as +ve 2067-68: 4.1; Gains in Water Available For Use / Savings in Demand under the selected programme (Ml/d) input as +ve 2068-69: 4.1; Gains in Water Available For Use / Savings in Demand under the selected programme (Ml/d) input as +ve 2069-70: 4.1; Gains in Water Available For Use / Savings in Demand under the selected programme (Ml/d) input as +ve 2070-71: 4.1; Gains in Water Available For Use / Savings in Demand under the selected programme (Ml/d) input as +ve 2071-72: 4.1; Gains in Water Available For Use / Savings in Demand under the selected programme (Ml/d) input as +ve 2072-73: 4.1; Gains in Water Available For Use / Savings in Demand under the selected programme (Ml/d) input as +ve 2073-74: 4.1; Gains in Water Available For Use / Savings in Demand under the selected programme (Ml/d) input as +ve 2074-75: 4.1
52cA | HT 20 Ml/d to Reservoir B via Works A: Phase 1 10Ml/d WTW | PRT_PRT_HI-ROC_NET_ALL_Works A to Reservoir B 20_p1 | Trunk mains renewal/new | Distribution Options | N | Least Cost Programme | PWSPRT | Ml/d | 2 | Gains in Water Available For Use / Savings in Demand under the selected programme (Ml/d) input as +ve 2046-47: 0; Gains in Water Available For Use / Savings in Demand under the selected programme (Ml/d) input as +ve 2047-48: 0; Gains in Water Available For Use / Savings in Demand under the selected programme (Ml/d) input as +ve 2048-49: 0; Gains in Water Available For Use / Savings in Demand under the selected programme (Ml/d) input as +ve 2049-50: 0; Gains in Water Available For Use / Savings in Demand under the selected programme (Ml/d) input as +ve 2050-51: 0; Gains in Water Available For Use / Savings in Demand under the selected programme (Ml/d) input as +ve 2051-52: 0; Gains in Water Available For Use / Savings in Demand under the selected programme (Ml/d) input as +ve 2052-53: 0; Gains in Water Available For Use / Savings in Demand under the selected programme (Ml/d) input as +ve 2053-54: 0; Gains in Water Available For Use / Savings in Demand under the selected programme (Ml/d) input as +ve 2054-55: 0; Gains in Water Available For Use / Savings in Demand under the selected programme (Ml/d) input as +ve 2055-56: 0; Gains in Water Available For Use / Savings in Demand under the selected programme (Ml/d) input as +ve 2056-57: 0; Gains in Water Available For Use / Savings in Demand under the selected programme (Ml/d) input as +ve 2057-58: 0; Gains in Water Available For Use / Savings in Demand under the selected programme (Ml/d) input as +ve 2058-59: 0; Gains in Water Available For Use / Savings in Demand under the selected programme (Ml/d) input as +ve 2059-60: 0; Gains in Water Available For Use / Savings in Demand under the selected programme (Ml/d) input as +ve 2060-61: 0; Gains in Water Available For Use / Savings in Demand under the selected programme (Ml/d) input as +ve 2061-62: 0; Gains in Water Available For Use / Savings in Demand under the selected programme (Ml/d) input as +ve 2062-63: 0; Gains in Water Available For Use / Savings in Demand under the selected programme (Ml/d) input as +ve 2063-64: 0; Gains in Water Available For Use / Savings in Demand under the selected programme (Ml/d) input as +ve 2064-65: 0; Gains in Water Available For Use / Savings in Demand under the selected programme (Ml/d) input as +ve 2065-66: 0; Gains in Water Available For Use / Savings in Demand under the selected programme (Ml/d) input as +ve 2066-67: 0; Gains in Water Available For Use / Savings in Demand under the selected programme (Ml/d) input as +ve 2067-68: 0; Gains in Water Available For Use / Savings in Demand under the selected programme (Ml/d) input as +ve 2068-69: 0; Gains in Water Available For Use / Savings in Demand under the selected programme (Ml/d) input as +ve 2069-70: 0; Gains in Water Available For Use / Savings in Demand under the selected programme (Ml/d) input as +ve 2070-71: 0; Gains in Water Available For Use / Savings in Demand under the selected programme (Ml/d) input as +ve 2071-72: 0; Gains in Water Available For Use / Savings in Demand under the selected programme (Ml/d) input as +ve 2072-73: 0; Gains in Water Available For Use / Savings in Demand under the selected programme (Ml/d) input as +ve 2073-74: 0; Gains in Water Available For Use / Savings in Demand under the selected programme (Ml/d) input as +ve 2074-75: 0
52cA | HT 20 Ml/d to Reservoir B via Works A: Phase 2 10Ml/d WTW | PRT_PRT_HI-ROC_NET_ALL_Works A to Reservoir B 20_p2 | Trunk mains renewal/new | Distribution Options | N | Least Cost Programme | PWSPRT | Ml/d | 2 | Gains in Water Available For Use / Savings in Demand under the selected programme (Ml/d) input as +ve 2048-49: 0; Gains in Water Available For Use / Savings in Demand under the selected programme (Ml/d) input as +ve 2049-50: 0; Gains in Water Available For Use / Savings in Demand under the selected programme (Ml/d) input as +ve 2050-51: 0; Gains in Water Available For Use / Savings in Demand under the selected programme (Ml/d) input as +ve 2051-52: 0; Gains in Water Available For Use / Savings in Demand under the selected programme (Ml/d) input as +ve 2052-53: 0; Gains in Water Available For Use / Savings in Demand under the selected programme (Ml/d) input as +ve 2053-54: 0; Gains in Water Available For Use / Savings in Demand under the selected programme (Ml/d) input as +ve 2054-55: 0; Gains in Water Available For Use / Savings in Demand under the selected programme (Ml/d) input as +ve 2055-56: 0; Gains in Water Available For Use / Savings in Demand under the selected programme (Ml/d) input as +ve 2056-57: 0; Gains in Water Available For Use / Savings in Demand under the selected programme (Ml/d) input as +ve 2057-58: 0; Gains in Water Available For Use / Savings in Demand under the selected programme (Ml/d) input as +ve 2058-59: 0; Gains in Water Available For Use / Savings in Demand under the selected programme (Ml/d) input as +ve 2059-60: 0; Gains in Water Available For Use / Savings in Demand under the selected programme (Ml/d) input as +ve 2060-61: 0; Gains in Water Available For Use / Savings in Demand under the selected programme (Ml/d) input as +ve 2061-62: 0; Gains in Water Available For Use / Savings in Demand under the selected programme (Ml/d) input as +ve 2062-63: 0; Gains in Water Available For Use / Savings in Demand under the selected programme (Ml/d) input as +ve 2063-64: 0; Gains in Water Available For Use / Savings in Demand under the selected programme (Ml/d) input as +ve 2064-65: 0; Gains in Water Available For Use / Savings in Demand under the selected programme (Ml/d) input as +ve 2065-66: 0; Gains in Water Available For Use / Savings in Demand under the selected programme (Ml/d) input as +ve 2066-67: 0; Gains in Water Available For Use / Savings in Demand under the selected programme (Ml/d) input as +ve 2067-68: 0; Gains in Water Available For Use / Savings in Demand under the selected programme (Ml/d) input as +ve 2068-69: 0; Gains in Water Available For Use / Savings in Demand under the selected programme (Ml/d) input as +ve 2069-70: 0; Gains in Water Available For Use / Savings in Demand under the selected programme (Ml/d) input as +ve 2070-71: 0; Gains in Water Available For Use / Savings in Demand under the selected programme (Ml/d) input as +ve 2071-72: 0; Gains in Water Available For Use / Savings in Demand under the selected programme (Ml/d) input as +ve 2072-73: 0; Gains in Water Available For Use / Savings in Demand under the selected programme (Ml/d) input as +ve 2073-74: 0; Gains in Water Available For Use / Savings in Demand under the selected programme (Ml/d) input as +ve 2074-75: 0
52aA | HT to SRN Source A 20Ml/d spur to Reservoir C: 10Ml/d WTW Phase 1 | PRT_PRT_HI-TFR_HTE_ALL_ht to Reservoir C 20_p1 | Internal raw water transfer | Resource Options | N | Least Cost Programme | PWSPRT | Ml/d | 2 | Gains in Water Available For Use / Savings in Demand under the selected programme (Ml/d) input as +ve 2049-50: 0; Gains in Water Available For Use / Savings in Demand under the selected programme (Ml/d) input as +ve 2050-51: 0; Gains in Water Available For Use / Savings in Demand under the selected programme (Ml/d) input as +ve 2051-52: 0; Gains in Water Available For Use / Savings in Demand under the selected programme (Ml/d) input as +ve 2052-53: 0; Gains in Water Available For Use / Savings in Demand under the selected programme (Ml/d) input as +ve 2053-54: 0; Gains in Water Available For Use / Savings in Demand under the selected programme (Ml/d) input as +ve 2054-55: 0; Gains in Water Available For Use / Savings in Demand under the selected programme (Ml/d) input as +ve 2055-56: 0; Gains in Water Available For Use / Savings in Demand under the selected programme (Ml/d) input as +ve 2056-57: 0; Gains in Water Available For Use / Savings in Demand under the selected programme (Ml/d) input as +ve 2057-58: 0; Gains in Water Available For Use / Savings in Demand under the selected programme (Ml/d) input as +ve 2058-59: 0; Gains in Water Available For Use / Savings in Demand under the selected programme (Ml/d) input as +ve 2059-60: 0; Gains in Water Available For Use / Savings in Demand under the selected programme (Ml/d) input as +ve 2060-61: 0; Gains in Water Available For Use / Savings in Demand under the selected programme (Ml/d) input as +ve 2061-62: 0; Gains in Water Available For Use / Savings in Demand under the selected programme (Ml/d) input as +ve 2062-63: 0; Gains in Water Available For Use / Savings in Demand under the selected programme (Ml/d) input as +ve 2063-64: 0; Gains in Water Available For Use / Savings in Demand under the selected programme (Ml/d) input as +ve 2064-65: 0; Gains in Water Available For Use / Savings in Demand under the selected programme (Ml/d) input as +ve 2065-66: 0; Gains in Water Available For Use / Savings in Demand under the selected programme (Ml/d) input as +ve 2066-67: 0; Gains in Water Available For Use / Savings in Demand under the selected programme (Ml/d) input as +ve 2067-68: 0; Gains in Water Available For Use / Savings in Demand under the selected programme (Ml/d) input as +ve 2068-69: 0; Gains in Water Available For Use / Savings in Demand under the selected programme (Ml/d) input as +ve 2069-70: 0; Gains in Water Available For Use / Savings in Demand under the selected programme (Ml/d) input as +ve 2070-71: 0; Gains in Water Available For Use / Savings in Demand under the selected programme (Ml/d) input as +ve 2071-72: 0; Gains in Water Available For Use / Savings in Demand under the selected programme (Ml/d) input as +ve 2072-73: 0; Gains in Water Available For Use / Savings in Demand under the selected programme (Ml/d) input as +ve 2073-74: 0; Gains in Water Available For Use / Savings in Demand under the selected programme (Ml/d) input as +ve 2074-75: 0
52aA | HT to SRN Source A 20Ml/d spur to Reservoir C: 10Ml/d WTW Phase 2 | PRT_PRT_HI-TFR_HTE_ALL_ht to Reservoir C 20_p2 | Internal raw water transfer | Resource Options | N | Least Cost Programme | PWSPRT | Ml/d | 2 | Gains in Water Available For Use / Savings in Demand under the selected programme (Ml/d) input as +ve 2063-64: 0; Gains in Water Available For Use / Savings in Demand under the selected programme (Ml/d) input as +ve 2064-65: 0; Gains in Water Available For Use / Savings in Demand under the selected programme (Ml/d) input as +ve 2065-66: 0; Gains in Water Available For Use / Savings in Demand under the selected programme (Ml/d) input as +ve 2066-67: 0; Gains in Water Available For Use / Savings in Demand under the selected programme (Ml/d) input as +ve 2067-68: 0; Gains in Water Available For Use / Savings in Demand under the selected programme (Ml/d) input as +ve 2068-69: 0; Gains in Water Available For Use / Savings in Demand under the selected programme (Ml/d) input as +ve 2069-70: 0; Gains in Water Available For Use / Savings in Demand under the selected programme (Ml/d) input as +ve 2070-71: 0; Gains in Water Available For Use / Savings in Demand under the selected programme (Ml/d) input as +ve 2071-72: 0; Gains in Water Available For Use / Savings in Demand under the selected programme (Ml/d) input as +ve 2072-73: 0; Gains in Water Available For Use / Savings in Demand under the selected programme (Ml/d) input as +ve 2073-74: 0; Gains in Water Available For Use / Savings in Demand under the selected programme (Ml/d) input as +ve 2074-75: 0
52aA | Drought Permit: Source S (to 2041) | PRT_PRT_RE-DRP_ALL_ALL_Source S drought | Drought permits/orders | Resource Options | N | Least Cost Programme | PWSPRT | Ml/d | 2 |  |  | 3.4 | 3.4 | 3.4 | 3.4 | 3.4 | 3.4 | 3.4 | 3.4 | 3.4 | 3.4 | 3.4 | 3.4 | 3.4 | 3.4 | 3.4 | 3.4 | 3.4 | 3.4 | 3.4 | 3.4 | 0 | 0 | 0 | 0 | 0 | 0 | 0 | 0 | 0 | 0 | 0 | 0 | 0 | 0 | 0 | 0 | 0 | 0 | 0 | 0 | 0 | 0 | 0 | 0 | 0 | 0 | 0 | 0 | 0 | 0 | 0 | 0 | 0 | 0
52dA | Non-essential use bans | PRT_PRT_RE-OTH_ALL_ALL_neubs | Drought - water use restrictions | Customer Options | N | Least Cost Programme | PWSPRT | Ml/d | 2 | [6 empty] | 5.3 | 5.3 | 5.3 | 5.3 | 5.3 | 5.3 | 5.3 | 5.3 | 5.3 | 5.3 | 5.3 | 5.3 | 5.3 | 5.3 | 5.3 | 5.3 | 5.3 | 5.3 | 5.3 | 5.3 | 5.3 | 5.3 | 5.3 | 5.3 | 5.3 | 5.3 | 5.3 | 5.3 | 5.3 | 5.3 | 5.3 | 5.3 | 5.3 | 5.3 | 5.3 | 5.3 | 5.3 | 5.3 | 5.3 | 5.3 | 5.3 | 5.3 | 5.3 | 5.3 | 5.3 | 5.3 | 5.3 | 5.3 | 5.3 | 5.3
52dA | Temporary use bans | PRT_PRT_RE-OTH_ALL_ALL_tubs | Drought - water use restrictions | Customer Options | N | Least Cost Programme | PWSPRT | Ml/d | 2 | [6 empty] | 13.5 | 13.5 | 13.5 | 13.5 | 13.5 | 13.5 | 13.5 | 13.5 | 13.5 | 13.5 | 13.5 | 13.5 | 13.5 | 13.5 | 13.5 | 13.5 | 13.5 | 13.5 | 13.5 | 13.5 | 13.5 | 13.5 | 13.5 | 13.5 | 13.5 | 13.5 | 13.5 | 13.5 | 13.5 | 13.5 | 13.5 | 13.5 | 13.5 | 13.5 | 13.5 | 13.5 | 13.5 | 13.5 | 13.5 | 13.5 | 13.5 | 13.5 | 13.5 | 13.5 | 13.5 | 13.5 | 13.5 | 13.5 | 13.5 | 13.5
52aA | SRN Pulborough WSW To Havant Thicket: 50Ml/d | PRT_PWE_HI-TFR_TWJ_ALL_SRN Pulborough WSW-havant r 50 | External raw water bulk supply/transfer | Resource Options | N | Least Cost Programme | PWSPRT | Ml/d | 2 | Gains in Water Available For Use / Savings in Demand under the selected programme (Ml/d) input as +ve 2054-55: 0; Gains in Water Available For Use / Savings in Demand under the selected programme (Ml/d) input as +ve 2055-56: 0; Gains in Water Available For Use / Savings in Demand under the selected programme (Ml/d) input as +ve 2056-57: 0; Gains in Water Available For Use / Savings in Demand under the selected programme (Ml/d) input as +ve 2057-58: 0; Gains in Water Available For Use / Savings in Demand under the selected programme (Ml/d) input as +ve 2058-59: 0; Gains in Water Available For Use / Savings in Demand under the selected programme (Ml/d) input as +ve 2059-60: 0; Gains in Water Available For Use / Savings in Demand under the selected programme (Ml/d) input as +ve 2060-61: 0; Gains in Water Available For Use / Savings in Demand under the selected programme (Ml/d) input as +ve 2061-62: 0; Gains in Water Available For Use / Savings in Demand under the selected programme (Ml/d) input as +ve 2062-63: 0; Gains in Water Available For Use / Savings in Demand under the selected programme (Ml/d) input as +ve 2063-64: 0; Gains in Water Available For Use / Savings in Demand under the selected programme (Ml/d) input as +ve 2064-65: 0; Gains in Water Available For Use / Savings in Demand under the selected programme (Ml/d) input as +ve 2065-66: 0; Gains in Water Available For Use / Savings in Demand under the selected programme (Ml/d) input as +ve 2066-67: 0; Gains in Water Available For Use / Savings in Demand under the selected programme (Ml/d) input as +ve 2067-68: 0; Gains in Water Available For Use / Savings in Demand under the selected programme (Ml/d) input as +ve 2068-69: 0; Gains in Water Available For Use / Savings in Demand under the selected programme (Ml/d) input as +ve 2069-70: 0; Gains in Water Available For Use / Savings in Demand under the selected programme (Ml/d) input as +ve 2070-71: 0; Gains in Water Available For Use / Savings in Demand under the selected programme (Ml/d) input as +ve 2071-72: 0; Gains in Water Available For Use / Savings in Demand under the selected programme (Ml/d) input as +ve 2072-73: 0; Gains in Water Available For Use / Savings in Demand under the selected programme (Ml/d) input as +ve 2073-74: 0; Gains in Water Available For Use / Savings in Demand under the selected programme (Ml/d) input as +ve 2074-75: 0
52aA | SRN Pulborough WSW To Havant Thicket: 50Ml/d | PRT_PWE_HI-TFR_TWJ_ALL_SRN Pulborough WSW-havant r 50 | External raw water bulk supply/transfer | Resource Options | N | Least Cost Programme | SWSSNT | Ml/d | 2 | Gains in Water Available For Use / Savings in Demand under the selected programme (Ml/d) input as +ve 2054-55: 0; Gains in Water Available For Use / Savings in Demand under the selected programme (Ml/d) input as +ve 2055-56: 0; Gains in Water Available For Use / Savings in Demand under the selected programme (Ml/d) input as +ve 2056-57: 0; Gains in Water Available For Use / Savings in Demand under the selected programme (Ml/d) input as +ve 2057-58: 0; Gains in Water Available For Use / Savings in Demand under the selected programme (Ml/d) input as +ve 2058-59: 0; Gains in Water Available For Use / Savings in Demand under the selected programme (Ml/d) input as +ve 2059-60: 0; Gains in Water Available For Use / Savings in Demand under the selected programme (Ml/d) input as +ve 2060-61: 0; Gains in Water Available For Use / Savings in Demand under the selected programme (Ml/d) input as +ve 2061-62: 0; Gains in Water Available For Use / Savings in Demand under the selected programme (Ml/d) input as +ve 2062-63: 0; Gains in Water Available For Use / Savings in Demand under the selected programme (Ml/d) input as +ve 2063-64: 0; Gains in Water Available For Use / Savings in Demand under the selected programme (Ml/d) input as +ve 2064-65: 0; Gains in Water Available For Use / Savings in Demand under the selected programme (Ml/d) input as +ve 2065-66: 0; Gains in Water Available For Use / Savings in Demand under the selected programme (Ml/d) input as +ve 2066-67: 0; Gains in Water Available For Use / Savings in Demand under the selected programme (Ml/d) input as +ve 2067-68: 0; Gains in Water Available For Use / Savings in Demand under the selected programme (Ml/d) input as +ve 2068-69: 0; Gains in Water Available For Use / Savings in Demand under the selected programme (Ml/d) input as +ve 2069-70: 0; Gains in Water Available For Use / Savings in Demand under the selected programme (Ml/d) input as +ve 2070-71: 0; Gains in Water Available For Use / Savings in Demand under the selected programme (Ml/d) input as +ve 2071-72: 0; Gains in Water Available For Use / Savings in Demand under the selected programme (Ml/d) input as +ve 2072-73: 0; Gains in Water Available For Use / Savings in Demand under the selected programme (Ml/d) input as +ve 2073-74: 0; Gains in Water Available For Use / Savings in Demand under the selected programme (Ml/d) input as +ve 2074-75: 0
52cA | SRN Otterbourne WSW to Source A | PRT_SRN Otterbourne WSW-Source A p | External potable bulk supply/transfer | Distribution Options | N | Least Cost Programme | SWSHSE | Ml/d | 2 | Gains in Water Available For Use / Savings in Demand under the selected programme (Ml/d) input as +ve 2039-40: -26.107; Gains in Water Available For Use / Savings in Demand under the selected programme (Ml/d) input as +ve 2040-41: -30.4229; Gains in Water Available For Use / Savings in Demand under the selected programme (Ml/d) input as +ve 2041-42: -28.3272; Gains in Water Available For Use / Savings in Demand under the selected programme (Ml/d) input as +ve 2042-43: -31.9265; Gains in Water Available For Use / Savings in Demand under the selected programme (Ml/d) input as +ve 2043-44: -36.6237; Gains in Water Available For Use / Savings in Demand under the selected programme (Ml/d) input as +ve 2044-45: -41.2365; Gains in Water Available For Use / Savings in Demand under the selected programme (Ml/d) input as +ve 2045-46: -44.1654; Gains in Water Available For Use / Savings in Demand under the selected programme (Ml/d) input as +ve 2046-47: -45; Gains in Water Available For Use / Savings in Demand under the selected programme (Ml/d) input as +ve 2047-48: -45; Gains in Water Available For Use / Savings in Demand under the selected programme (Ml/d) input as +ve 2048-49: -45; Gains in Water Available For Use / Savings in Demand under the selected programme (Ml/d) input as +ve 2049-50: -45; Gains in Water Available For Use / Savings in Demand under the selected programme (Ml/d) input as +ve 2050-51: -45; Gains in Water Available For Use / Savings in Demand under the selected programme (Ml/d) input as +ve 2051-52: -45; Gains in Water Available For Use / Savings in Demand under the selected programme (Ml/d) input as +ve 2052-53: -45; Gains in Water Available For Use / Savings in Demand under the selected programme (Ml/d) input as +ve 2053-54: -45; Gains in Water Available For Use / Savings in Demand under the selected programme (Ml/d) input as +ve 2054-55: -45; Gains in Water Available For Use / Savings in Demand under the selected programme (Ml/d) input as +ve 2055-56: -45; Gains in Water Available For Use / Savings in Demand under the selected programme (Ml/d) input as +ve 2056-57: -45; Gains in Water Available For Use / Savings in Demand under the selected programme (Ml/d) input as +ve 2057-58: -44.5085; Gains in Water Available For Use / Savings in Demand under the selected programme (Ml/d) input as +ve 2058-59: -45; Gains in Water Available For Use / Savings in Demand under the selected programme (Ml/d) input as +ve 2059-60: -44.8707; Gains in Water Available For Use / Savings in Demand under the selected programme (Ml/d) input as +ve 2060-61: -43.3917; Gains in Water Available For Use / Savings in Demand under the selected programme (Ml/d) input as +ve 2061-62: -40.6716; Gains in Water Available For Use / Savings in Demand under the selected programme (Ml/d) input as +ve 2062-63: -43.0797; Gains in Water Available For Use / Savings in Demand under the selected programme (Ml/d) input as +ve 2063-64: -40.2789; Gains in Water Available For Use / Savings in Demand under the selected programme (Ml/d) input as +ve 2064-65: -37.472; Gains in Water Available For Use / Savings in Demand under the selected programme (Ml/d) input as +ve 2065-66: -35.4695; Gains in Water Available For Use / Savings in Demand under the selected programme (Ml/d) input as +ve 2066-67: -40.0512; Gains in Water Available For Use / Savings in Demand under the selected programme (Ml/d) input as +ve 2067-68: -38.9366; Gains in Water Available For Use / Savings in Demand under the selected programme (Ml/d) input as +ve 2068-69: -37.1732; Gains in Water Available For Use / Savings in Demand under the selected programme (Ml/d) input as +ve 2069-70: -45; Gains in Water Available For Use / Savings in Demand under the selected programme (Ml/d) input as +ve 2070-71: -41.2393; Gains in Water Available For Use / Savings in Demand under the selected programme (Ml/d) input as +ve 2071-72: -43.4868; Gains in Water Available For Use / Savings in Demand under the selected programme (Ml/d) input as +ve 2072-73: -39.7025; Gains in Water Available For Use / Savings in Demand under the selected programme (Ml/d) input as +ve 2073-74: -45; Gains in Water Available For Use / Savings in Demand under the selected programme (Ml/d) input as +ve 2074-75: -41.8384
52cA | SRN Otterbourne WSW to Source A | PRT_SRN Otterbourne WSW-Source A p | External potable bulk supply/transfer | Distribution Options | N | Least Cost Programme | PWSPRT | Ml/d | 2 | Gains in Water Available For Use / Savings in Demand under the selected programme (Ml/d) input as +ve 2039-40: 26.107; Gains in Water Available For Use / Savings in Demand under the selected programme (Ml/d) input as +ve 2040-41: 30.4229; Gains in Water Available For Use / Savings in Demand under the selected programme (Ml/d) input as +ve 2041-42: 28.3272; Gains in Water Available For Use / Savings in Demand under the selected programme (Ml/d) input as +ve 2042-43: 31.9265; Gains in Water Available For Use / Savings in Demand under the selected programme (Ml/d) input as +ve 2043-44: 36.6237; Gains in Water Available For Use / Savings in Demand under the selected programme (Ml/d) input as +ve 2044-45: 41.2365; Gains in Water Available For Use / Savings in Demand under the selected programme (Ml/d) input as +ve 2045-46: 44.1654; Gains in Water Available For Use / Savings in Demand under the selected programme (Ml/d) input as +ve 2046-47: 45; Gains in Water Available For Use / Savings in Demand under the selected programme (Ml/d) input as +ve 2047-48: 45; Gains in Water Available For Use / Savings in Demand under the selected programme (Ml/d) input as +ve 2048-49: 45; Gains in Water Available For Use / Savings in Demand under the selected programme (Ml/d) input as +ve 2049-50: 45; Gains in Water Available For Use / Savings in Demand under the selected programme (Ml/d) input as +ve 2050-51: 45; Gains in Water Available For Use / Savings in Demand under the selected programme (Ml/d) input as +ve 2051-52: 45; Gains in Water Available For Use / Savings in Demand under the selected programme (Ml/d) input as +ve 2052-53: 45; Gains in Water Available For Use / Savings in Demand under the selected programme (Ml/d) input as +ve 2053-54: 45; Gains in Water Available For Use / Savings in Demand under the selected programme (Ml/d) input as +ve 2054-55: 45; Gains in Water Available For Use / Savings in Demand under the selected programme (Ml/d) input as +ve 2055-56: 45; Gains in Water Available For Use / Savings in Demand under the selected programme (Ml/d) input as +ve 2056-57: 45; Gains in Water Available For Use / Savings in Demand under the selected programme (Ml/d) input as +ve 2057-58: 44.5085; Gains in Water Available For Use / Savings in Demand under the selected programme (Ml/d) input as +ve 2058-59: 45; Gains in Water Available For Use / Savings in Demand under the selected programme (Ml/d) input as +ve 2059-60: 44.8707; Gains in Water Available For Use / Savings in Demand under the selected programme (Ml/d) input as +ve 2060-61: 43.3917; Gains in Water Available For Use / Savings in Demand under the selected programme (Ml/d) input as +ve 2061-62: 40.6716; Gains in Water Available For Use / Savings in Demand under the selected programme (Ml/d) input as +ve 2062-63: 43.0797; Gains in Water Available For Use / Savings in Demand under the selected programme (Ml/d) input as +ve 2063-64: 40.2789; Gains in Water Available For Use / Savings in Demand under the selected programme (Ml/d) input as +ve 2064-65: 37.472; Gains in Water Available For Use / Savings in Demand under the selected programme (Ml/d) input as +ve 2065-66: 35.4695; Gains in Water Available For Use / Savings in Demand under the selected programme (Ml/d) input as +ve 2066-67: 40.0512; Gains in Water Available For Use / Savings in Demand under the selected programme (Ml/d) input as +ve 2067-68: 38.9366; Gains in Water Available For Use / Savings in Demand under the selected programme (Ml/d) input as +ve 2068-69: 37.1732; Gains in Water Available For Use / Savings in Demand under the selected programme (Ml/d) input as +ve 2069-70: 45; Gains in Water Available For Use / Savings in Demand under the selected programme (Ml/d) input as +ve 2070-71: 41.2393; Gains in Water Available For Use / Savings in Demand under the selected programme (Ml/d) input as +ve 2071-72: 43.4868; Gains in Water Available For Use / Savings in Demand under the selected programme (Ml/d) input as +ve 2072-73: 39.7025; Gains in Water Available For Use / Savings in Demand under the selected programme (Ml/d) input as +ve 2073-74: 45; Gains in Water Available For Use / Savings in Demand under the selected programme (Ml/d) input as +ve 2074-75: 41.8384
52cA | Bulk import (HSE): Reading to Otterbourne - raw (200Ml/d) (25 Ml/d Phase 1) | SWS_HSE_EF-TFR_REP_ALL_pwc2_res2 | External potable bulk supply/transfer | Distribution Options | N | Least Cost Programme | SWSHSE | Ml/d | 2 | Gains in Water Available For Use / Savings in Demand under the selected programme (Ml/d) input as +ve 2040-41: 0; Gains in Water Available For Use / Savings in Demand under the selected programme (Ml/d) input as +ve 2041-42: 0; Gains in Water Available For Use / Savings in Demand under the selected programme (Ml/d) input as +ve 2042-43: 0; Gains in Water Available For Use / Savings in Demand under the selected programme (Ml/d) input as +ve 2043-44: 0; Gains in Water Available For Use / Savings in Demand under the selected programme (Ml/d) input as +ve 2044-45: 0; Gains in Water Available For Use / Savings in Demand under the selected programme (Ml/d) input as +ve 2045-46: 0; Gains in Water Available For Use / Savings in Demand under the selected programme (Ml/d) input as +ve 2046-47: 0; Gains in Water Available For Use / Savings in Demand under the selected programme (Ml/d) input as +ve 2047-48: 0; Gains in Water Available For Use / Savings in Demand under the selected programme (Ml/d) input as +ve 2048-49: 0; Gains in Water Available For Use / Savings in Demand under the selected programme (Ml/d) input as +ve 2049-50: 0; Gains in Water Available For Use / Savings in Demand under the selected programme (Ml/d) input as +ve 2050-51: 0; Gains in Water Available For Use / Savings in Demand under the selected programme (Ml/d) input as +ve 2051-52: 0; Gains in Water Available For Use / Savings in Demand under the selected programme (Ml/d) input as +ve 2052-53: 0; Gains in Water Available For Use / Savings in Demand under the selected programme (Ml/d) input as +ve 2053-54: 0; Gains in Water Available For Use / Savings in Demand under the selected programme (Ml/d) input as +ve 2054-55: 0; Gains in Water Available For Use / Savings in Demand under the selected programme (Ml/d) input as +ve 2055-56: 0; Gains in Water Available For Use / Savings in Demand under the selected programme (Ml/d) input as +ve 2056-57: 0; Gains in Water Available For Use / Savings in Demand under the selected programme (Ml/d) input as +ve 2057-58: 0; Gains in Water Available For Use / Savings in Demand under the selected programme (Ml/d) input as +ve 2058-59: 0; Gains in Water Available For Use / Savings in Demand under the selected programme (Ml/d) input as +ve 2059-60: 0; Gains in Water Available For Use / Savings in Demand under the selected programme (Ml/d) input as +ve 2060-61: 0; Gains in Water Available For Use / Savings in Demand under the selected programme (Ml/d) input as +ve 2061-62: 0; Gains in Water Available For Use / Savings in Demand under the selected programme (Ml/d) input as +ve 2062-63: 0; Gains in Water Available For Use / Savings in Demand under the selected programme (Ml/d) input as +ve 2063-64: 0; Gains in Water Available For Use / Savings in Demand under the selected programme (Ml/d) input as +ve 2064-65: 0; Gains in Water Available For Use / Savings in Demand under the selected programme (Ml/d) input as +ve 2065-66: 0; Gains in Water Available For Use / Savings in Demand under the selected programme (Ml/d) input as +ve 2066-67: 0; Gains in Water Available For Use / Savings in Demand under the selected programme (Ml/d) input as +ve 2067-68: 0; Gains in Water Available For Use / Savings in Demand under the selected programme (Ml/d) input as +ve 2068-69: 0; Gains in Water Available For Use / Savings in Demand under the selected programme (Ml/d) input as +ve 2069-70: 0; Gains in Water Available For Use / Savings in Demand under the selected programme (Ml/d) input as +ve 2070-71: 0; Gains in Water Available For Use / Savings in Demand under the selected programme (Ml/d) input as +ve 2071-72: 0; Gains in Water Available For Use / Savings in Demand under the selected programme (Ml/d) input as +ve 2072-73: 0; Gains in Water Available For Use / Savings in Demand under the selected programme (Ml/d) input as +ve 2073-74: 0; Gains in Water Available For Use / Savings in Demand under the selected programme (Ml/d) input as +ve 2074-75: 0
52cA | Bulk import (HSE): Reading to Otterbourne - raw (200Ml/d) (25 Ml/d Phase 1) | SWS_HSE_EF-TFR_REP_ALL_pwc2_res2 | External potable bulk supply/transfer | Distribution Options | N | Least Cost Programme | PWSPRT | Ml/d | 2 | Gains in Water Available For Use / Savings in Demand under the selected programme (Ml/d) input as +ve 2040-41: 0; Gains in Water Available For Use / Savings in Demand under the selected programme (Ml/d) input as +ve 2041-42: 0; Gains in Water Available For Use / Savings in Demand under the selected programme (Ml/d) input as +ve 2042-43: 0; Gains in Water Available For Use / Savings in Demand under the selected programme (Ml/d) input as +ve 2043-44: 0; Gains in Water Available For Use / Savings in Demand under the selected programme (Ml/d) input as +ve 2044-45: 0; Gains in Water Available For Use / Savings in Demand under the selected programme (Ml/d) input as +ve 2045-46: 0; Gains in Water Available For Use / Savings in Demand under the selected programme (Ml/d) input as +ve 2046-47: 0; Gains in Water Available For Use / Savings in Demand under the selected programme (Ml/d) input as +ve 2047-48: 0; Gains in Water Available For Use / Savings in Demand under the selected programme (Ml/d) input as +ve 2048-49: 0; Gains in Water Available For Use / Savings in Demand under the selected programme (Ml/d) input as +ve 2049-50: 0; Gains in Water Available For Use / Savings in Demand under the selected programme (Ml/d) input as +ve 2050-51: 0; Gains in Water Available For Use / Savings in Demand under the selected programme (Ml/d) input as +ve 2051-52: 0; Gains in Water Available For Use / Savings in Demand under the selected programme (Ml/d) input as +ve 2052-53: 0; Gains in Water Available For Use / Savings in Demand under the selected programme (Ml/d) input as +ve 2053-54: 0; Gains in Water Available For Use / Savings in Demand under the selected programme (Ml/d) input as +ve 2054-55: 0; Gains in Water Available For Use / Savings in Demand under the selected programme (Ml/d) input as +ve 2055-56: 0; Gains in Water Available For Use / Savings in Demand under the selected programme (Ml/d) input as +ve 2056-57: 0; Gains in Water Available For Use / Savings in Demand under the selected programme (Ml/d) input as +ve 2057-58: 0; Gains in Water Available For Use / Savings in Demand under the selected programme (Ml/d) input as +ve 2058-59: 0; Gains in Water Available For Use / Savings in Demand under the selected programme (Ml/d) input as +ve 2059-60: 0; Gains in Water Available For Use / Savings in Demand under the selected programme (Ml/d) input as +ve 2060-61: 0; Gains in Water Available For Use / Savings in Demand under the selected programme (Ml/d) input as +ve 2061-62: 0; Gains in Water Available For Use / Savings in Demand under the selected programme (Ml/d) input as +ve 2062-63: 0; Gains in Water Available For Use / Savings in Demand under the selected programme (Ml/d) input as +ve 2063-64: 0; Gains in Water Available For Use / Savings in Demand under the selected programme (Ml/d) input as +ve 2064-65: 0; Gains in Water Available For Use / Savings in Demand under the selected programme (Ml/d) input as +ve 2065-66: 0; Gains in Water Available For Use / Savings in Demand under the selected programme (Ml/d) input as +ve 2066-67: 0; Gains in Water Available For Use / Savings in Demand under the selected programme (Ml/d) input as +ve 2067-68: 0; Gains in Water Available For Use / Savings in Demand under the selected programme (Ml/d) input as +ve 2068-69: 0; Gains in Water Available For Use / Savings in Demand under the selected programme (Ml/d) input as +ve 2069-70: 0; Gains in Water Available For Use / Savings in Demand under the selected programme (Ml/d) input as +ve 2070-71: 0; Gains in Water Available For Use / Savings in Demand under the selected programme (Ml/d) input as +ve 2071-72: 0; Gains in Water Available For Use / Savings in Demand under the selected programme (Ml/d) input as +ve 2072-73: 0; Gains in Water Available For Use / Savings in Demand under the selected programme (Ml/d) input as +ve 2073-74: 0; Gains in Water Available For Use / Savings in Demand under the selected programme (Ml/d) input as +ve 2074-75: 0
52aA | Bulk import (HSE): Havant Thicket Reservoir to Otterbourne WSW pipeline - first section (90Ml/d) | SWS_HTE_HI-TFR_PWE_CNO_ht-ott mm 90 | External raw water bulk supply/transfer | Resource Options | N | Least Cost Programme | PWSPRT | Ml/d | 2 | Gains in Water Available For Use / Savings in Demand under the selected programme (Ml/d) input as +ve 2034-35: -20; Gains in Water Available For Use / Savings in Demand under the selected programme (Ml/d) input as +ve 2035-36: -20; Gains in Water Available For Use / Savings in Demand under the selected programme (Ml/d) input as +ve 2036-37: -20; Gains in Water Available For Use / Savings in Demand under the selected programme (Ml/d) input as +ve 2037-38: -20; Gains in Water Available For Use / Savings in Demand under the selected programme (Ml/d) input as +ve 2038-39: -20; Gains in Water Available For Use / Savings in Demand under the selected programme (Ml/d) input as +ve 2039-40: -20; Gains in Water Available For Use / Savings in Demand under the selected programme (Ml/d) input as +ve 2040-41: -20; Gains in Water Available For Use / Savings in Demand under the selected programme (Ml/d) input as +ve 2041-42: -20; Gains in Water Available For Use / Savings in Demand under the selected programme (Ml/d) input as +ve 2042-43: -20; Gains in Water Available For Use / Savings in Demand under the selected programme (Ml/d) input as +ve 2043-44: -20; Gains in Water Available For Use / Savings in Demand under the selected programme (Ml/d) input as +ve 2044-45: -20; Gains in Water Available For Use / Savings in Demand under the selected programme (Ml/d) input as +ve 2045-46: -20; Gains in Water Available For Use / Savings in Demand under the selected programme (Ml/d) input as +ve 2046-47: -20; Gains in Water Available For Use / Savings in Demand under the selected programme (Ml/d) input as +ve 2047-48: -20; Gains in Water Available For Use / Savings in Demand under the selected programme (Ml/d) input as +ve 2048-49: -20; Gains in Water Available For Use / Savings in Demand under the selected programme (Ml/d) input as +ve 2049-50: -20; Gains in Water Available For Use / Savings in Demand under the selected programme (Ml/d) input as +ve 2050-51: -20; Gains in Water Available For Use / Savings in Demand under the selected programme (Ml/d) input as +ve 2051-52: -20; Gains in Water Available For Use / Savings in Demand under the selected programme (Ml/d) input as +ve 2052-53: -20; Gains in Water Available For Use / Savings in Demand under the selected programme (Ml/d) input as +ve 2053-54: -20; Gains in Water Available For Use / Savings in Demand under the selected programme (Ml/d) input as +ve 2054-55: -20; Gains in Water Available For Use / Savings in Demand under the selected programme (Ml/d) input as +ve 2055-56: -20; Gains in Water Available For Use / Savings in Demand under the selected programme (Ml/d) input as +ve 2056-57: -20; Gains in Water Available For Use / Savings in Demand under the selected programme (Ml/d) input as +ve 2057-58: -20; Gains in Water Available For Use / Savings in Demand under the selected programme (Ml/d) input as +ve 2058-59: -20; Gains in Water Available For Use / Savings in Demand under the selected programme (Ml/d) input as +ve 2059-60: -20; Gains in Water Available For Use / Savings in Demand under the selected programme (Ml/d) input as +ve 2060-61: -20; Gains in Water Available For Use / Savings in Demand under the selected programme (Ml/d) input as +ve 2061-62: -20; Gains in Water Available For Use / Savings in Demand under the selected programme (Ml/d) input as +ve 2062-63: -20; Gains in Water Available For Use / Savings in Demand under the selected programme (Ml/d) input as +ve 2063-64: -20; Gains in Water Available For Use / Savings in Demand under the selected programme (Ml/d) input as +ve 2064-65: -20; Gains in Water Available For Use / Savings in Demand under the selected programme (Ml/d) input as +ve 2065-66: -20; Gains in Water Available For Use / Savings in Demand under the selected programme (Ml/d) input as +ve 2066-67: -20; Gains in Water Available For Use / Savings in Demand under the selected programme (Ml/d) input as +ve 2067-68: -20; Gains in Water Available For Use / Savings in Demand under the selected programme (Ml/d) input as +ve 2068-69: -20; Gains in Water Available For Use / Savings in Demand under the selected programme (Ml/d) input as +ve 2069-70: -20; Gains in Water Available For Use / Savings in Demand under the selected programme (Ml/d) input as +ve 2070-71: -20; Gains in Water Available For Use / Savings in Demand under the selected programme (Ml/d) input as +ve 2071-72: -20; Gains in Water Available For Use / Savings in Demand under the selected programme (Ml/d) input as +ve 2072-73: -20; Gains in Water Available For Use / Savings in Demand under the selected programme (Ml/d) input as +ve 2073-74: -20; Gains in Water Available For Use / Savings in Demand under the selected programme (Ml/d) input as +ve 2074-75: -20
52aA | Bulk import (HSE): Havant Thicket Reservoir to Otterbourne WSW pipeline - first section (90Ml/d) | SWS_HTE_HI-TFR_PWE_CNO_ht-ott mm 90 | External raw water bulk supply/transfer | Resource Options | N | Least Cost Programme | SWSHSE | Ml/d | 2 | Gains in Water Available For Use / Savings in Demand under the selected programme (Ml/d) input as +ve 2034-35: 20; Gains in Water Available For Use / Savings in Demand under the selected programme (Ml/d) input as +ve 2035-36: 20; Gains in Water Available For Use / Savings in Demand under the selected programme (Ml/d) input as +ve 2036-37: 20; Gains in Water Available For Use / Savings in Demand under the selected programme (Ml/d) input as +ve 2037-38: 20; Gains in Water Available For Use / Savings in Demand under the selected programme (Ml/d) input as +ve 2038-39: 20; Gains in Water Available For Use / Savings in Demand under the selected programme (Ml/d) input as +ve 2039-40: 20; Gains in Water Available For Use / Savings in Demand under the selected programme (Ml/d) input as +ve 2040-41: 20; Gains in Water Available For Use / Savings in Demand under the selected programme (Ml/d) input as +ve 2041-42: 20; Gains in Water Available For Use / Savings in Demand under the selected programme (Ml/d) input as +ve 2042-43: 20; Gains in Water Available For Use / Savings in Demand under the selected programme (Ml/d) input as +ve 2043-44: 20; Gains in Water Available For Use / Savings in Demand under the selected programme (Ml/d) input as +ve 2044-45: 20; Gains in Water Available For Use / Savings in Demand under the selected programme (Ml/d) input as +ve 2045-46: 20; Gains in Water Available For Use / Savings in Demand under the selected programme (Ml/d) input as +ve 2046-47: 20; Gains in Water Available For Use / Savings in Demand under the selected programme (Ml/d) input as +ve 2047-48: 20; Gains in Water Available For Use / Savings in Demand under the selected programme (Ml/d) input as +ve 2048-49: 20; Gains in Water Available For Use / Savings in Demand under the selected programme (Ml/d) input as +ve 2049-50: 20; Gains in Water Available For Use / Savings in Demand under the selected programme (Ml/d) input as +ve 2050-51: 20; Gains in Water Available For Use / Savings in Demand under the selected programme (Ml/d) input as +ve 2051-52: 20; Gains in Water Available For Use / Savings in Demand under the selected programme (Ml/d) input as +ve 2052-53: 20; Gains in Water Available For Use / Savings in Demand under the selected programme (Ml/d) input as +ve 2053-54: 20; Gains in Water Available For Use / Savings in Demand under the selected programme (Ml/d) input as +ve 2054-55: 20; Gains in Water Available For Use / Savings in Demand under the selected programme (Ml/d) input as +ve 2055-56: 20; Gains in Water Available For Use / Savings in Demand under the selected programme (Ml/d) input as +ve 2056-57: 20; Gains in Water Available For Use / Savings in Demand under the selected programme (Ml/d) input as +ve 2057-58: 20; Gains in Water Available For Use / Savings in Demand under the selected programme (Ml/d) input as +ve 2058-59: 20; Gains in Water Available For Use / Savings in Demand under the selected programme (Ml/d) input as +ve 2059-60: 20; Gains in Water Available For Use / Savings in Demand under the selected programme (Ml/d) input as +ve 2060-61: 20; Gains in Water Available For Use / Savings in Demand under the selected programme (Ml/d) input as +ve 2061-62: 20; Gains in Water Available For Use / Savings in Demand under the selected programme (Ml/d) input as +ve 2062-63: 20; Gains in Water Available For Use / Savings in Demand under the selected programme (Ml/d) input as +ve 2063-64: 20; Gains in Water Available For Use / Savings in Demand under the selected programme (Ml/d) input as +ve 2064-65: 20; Gains in Water Available For Use / Savings in Demand under the selected programme (Ml/d) input as +ve 2065-66: 20; Gains in Water Available For Use / Savings in Demand under the selected programme (Ml/d) input as +ve 2066-67: 20; Gains in Water Available For Use / Savings in Demand under the selected programme (Ml/d) input as +ve 2067-68: 20; Gains in Water Available For Use / Savings in Demand under the selected programme (Ml/d) input as +ve 2068-69: 20; Gains in Water Available For Use / Savings in Demand under the selected programme (Ml/d) input as +ve 2069-70: 20; Gains in Water Available For Use / Savings in Demand under the selected programme (Ml/d) input as +ve 2070-71: 20; Gains in Water Available For Use / Savings in Demand under the selected programme (Ml/d) input as +ve 2071-72: 20; Gains in Water Available For Use / Savings in Demand under the selected programme (Ml/d) input as +ve 2072-73: 20; Gains in Water Available For Use / Savings in Demand under the selected programme (Ml/d) input as +ve 2073-74: 20; Gains in Water Available For Use / Savings in Demand under the selected programme (Ml/d) input as +ve 2074-75: 20
52aA | Recycling (HSE): Recharge of Havant Thicket from recycled water from Budds Farm (60Ml/d) | SWS_PWE_HI-REU_RE1_CNO_60toht v0.1 | Water reuse | Resource Options | N | Least Cost Programme | PWSPRT | Ml/d | 2 | Gains in Water Available For Use / Savings in Demand under the selected programme (Ml/d) input as +ve 2034-35: 20; Gains in Water Available For Use / Savings in Demand under the selected programme (Ml/d) input as +ve 2035-36: 20; Gains in Water Available For Use / Savings in Demand under the selected programme (Ml/d) input as +ve 2036-37: 20; Gains in Water Available For Use / Savings in Demand under the selected programme (Ml/d) input as +ve 2037-38: 20; Gains in Water Available For Use / Savings in Demand under the selected programme (Ml/d) input as +ve 2038-39: 20; Gains in Water Available For Use / Savings in Demand under the selected programme (Ml/d) input as +ve 2039-40: 20; Gains in Water Available For Use / Savings in Demand under the selected programme (Ml/d) input as +ve 2040-41: 60; Gains in Water Available For Use / Savings in Demand under the selected programme (Ml/d) input as +ve 2041-42: 60; Gains in Water Available For Use / Savings in Demand under the selected programme (Ml/d) input as +ve 2042-43: 60; Gains in Water Available For Use / Savings in Demand under the selected programme (Ml/d) input as +ve 2043-44: 60; Gains in Water Available For Use / Savings in Demand under the selected programme (Ml/d) input as +ve 2044-45: 60; Gains in Water Available For Use / Savings in Demand under the selected programme (Ml/d) input as +ve 2045-46: 60; Gains in Water Available For Use / Savings in Demand under the selected programme (Ml/d) input as +ve 2046-47: 60; Gains in Water Available For Use / Savings in Demand under the selected programme (Ml/d) input as +ve 2047-48: 60; Gains in Water Available For Use / Savings in Demand under the selected programme (Ml/d) input as +ve 2048-49: 60; Gains in Water Available For Use / Savings in Demand under the selected programme (Ml/d) input as +ve 2049-50: 60; Gains in Water Available For Use / Savings in Demand under the selected programme (Ml/d) input as +ve 2050-51: 60; Gains in Water Available For Use / Savings in Demand under the selected programme (Ml/d) input as +ve 2051-52: 60; Gains in Water Available For Use / Savings in Demand under the selected programme (Ml/d) input as +ve 2052-53: 60; Gains in Water Available For Use / Savings in Demand under the selected programme (Ml/d) input as +ve 2053-54: 60; Gains in Water Available For Use / Savings in Demand under the selected programme (Ml/d) input as +ve 2054-55: 60; Gains in Water Available For Use / Savings in Demand under the selected programme (Ml/d) input as +ve 2055-56: 60; Gains in Water Available For Use / Savings in Demand under the selected programme (Ml/d) input as +ve 2056-57: 60; Gains in Water Available For Use / Savings in Demand under the selected programme (Ml/d) input as +ve 2057-58: 60; Gains in Water Available For Use / Savings in Demand under the selected programme (Ml/d) input as +ve 2058-59: 60; Gains in Water Available For Use / Savings in Demand under the selected programme (Ml/d) input as +ve 2059-60: 60; Gains in Water Available For Use / Savings in Demand under the selected programme (Ml/d) input as +ve 2060-61: 60; Gains in Water Available For Use / Savings in Demand under the selected programme (Ml/d) input as +ve 2061-62: 60; Gains in Water Available For Use / Savings in Demand under the selected programme (Ml/d) input as +ve 2062-63: 60; Gains in Water Available For Use / Savings in Demand under the selected programme (Ml/d) input as +ve 2063-64: 60; Gains in Water Available For Use / Savings in Demand under the selected programme (Ml/d) input as +ve 2064-65: 60; Gains in Water Available For Use / Savings in Demand under the selected programme (Ml/d) input as +ve 2065-66: 60; Gains in Water Available For Use / Savings in Demand under the selected programme (Ml/d) input as +ve 2066-67: 60; Gains in Water Available For Use / Savings in Demand under the selected programme (Ml/d) input as +ve 2067-68: 60; Gains in Water Available For Use / Savings in Demand under the selected programme (Ml/d) input as +ve 2068-69: 60; Gains in Water Available For Use / Savings in Demand under the selected programme (Ml/d) input as +ve 2069-70: 60; Gains in Water Available For Use / Savings in Demand under the selected programme (Ml/d) input as +ve 2070-71: 60; Gains in Water Available For Use / Savings in Demand under the selected programme (Ml/d) input as +ve 2071-72: 60; Gains in Water Available For Use / Savings in Demand under the selected programme (Ml/d) input as +ve 2072-73: 60; Gains in Water Available For Use / Savings in Demand under the selected programme (Ml/d) input as +ve 2073-74: 60; Gains in Water Available For Use / Savings in Demand under the selected programme (Ml/d) input as +ve 2074-75: 60
52aA | Bulk export (SNZ): Pulborough to Havant Thicket Reservoir (50Ml/d) | SWS_SNZ_HI-TFR_PWE_ALL_havant -hardha r 50 | External raw water bulk supply/transfer | Resource Options | N | Least Cost Programme | SWSSNT | Ml/d | 2 | Gains in Water Available For Use / Savings in Demand under the selected programme (Ml/d) input as +ve 2040-41: 40; Gains in Water Available For Use / Savings in Demand under the selected programme (Ml/d) input as +ve 2041-42: 40; Gains in Water Available For Use / Savings in Demand under the selected programme (Ml/d) input as +ve 2042-43: 40; Gains in Water Available For Use / Savings in Demand under the selected programme (Ml/d) input as +ve 2043-44: 40; Gains in Water Available For Use / Savings in Demand under the selected programme (Ml/d) input as +ve 2044-45: 40; Gains in Water Available For Use / Savings in Demand under the selected programme (Ml/d) input as +ve 2045-46: 40; Gains in Water Available For Use / Savings in Demand under the selected programme (Ml/d) input as +ve 2046-47: 30; Gains in Water Available For Use / Savings in Demand under the selected programme (Ml/d) input as +ve 2047-48: 30; Gains in Water Available For Use / Savings in Demand under the selected programme (Ml/d) input as +ve 2048-49: 24.8582; Gains in Water Available For Use / Savings in Demand under the selected programme (Ml/d) input as +ve 2049-50: 19.9035; Gains in Water Available For Use / Savings in Demand under the selected programme (Ml/d) input as +ve 2050-51: 19.575; Gains in Water Available For Use / Savings in Demand under the selected programme (Ml/d) input as +ve 2051-52: 19.1307; Gains in Water Available For Use / Savings in Demand under the selected programme (Ml/d) input as +ve 2052-53: 18.2502; Gains in Water Available For Use / Savings in Demand under the selected programme (Ml/d) input as +ve 2053-54: 18.3913; Gains in Water Available For Use / Savings in Demand under the selected programme (Ml/d) input as +ve 2054-55: 17.6738; Gains in Water Available For Use / Savings in Demand under the selected programme (Ml/d) input as +ve 2055-56: 17.7095; Gains in Water Available For Use / Savings in Demand under the selected programme (Ml/d) input as +ve 2056-57: 0; Gains in Water Available For Use / Savings in Demand under the selected programme (Ml/d) input as +ve 2057-58: 0; Gains in Water Available For Use / Savings in Demand under the selected programme (Ml/d) input as +ve 2058-59: 0; Gains in Water Available For Use / Savings in Demand under the selected programme (Ml/d) input as +ve 2059-60: 0; Gains in Water Available For Use / Savings in Demand under the selected programme (Ml/d) input as +ve 2060-61: 0; Gains in Water Available For Use / Savings in Demand under the selected programme (Ml/d) input as +ve 2061-62: 10.7645; Gains in Water Available For Use / Savings in Demand under the selected programme (Ml/d) input as +ve 2062-63: 12.0124; Gains in Water Available For Use / Savings in Demand under the selected programme (Ml/d) input as +ve 2063-64: 8.8784; Gains in Water Available For Use / Savings in Demand under the selected programme (Ml/d) input as +ve 2064-65: 0; Gains in Water Available For Use / Savings in Demand under the selected programme (Ml/d) input as +ve 2065-66: 0; Gains in Water Available For Use / Savings in Demand under the selected programme (Ml/d) input as +ve 2066-67: 8.1195; Gains in Water Available For Use / Savings in Demand under the selected programme (Ml/d) input as +ve 2067-68: 0; Gains in Water Available For Use / Savings in Demand under the selected programme (Ml/d) input as +ve 2068-69: 0; Gains in Water Available For Use / Savings in Demand under the selected programme (Ml/d) input as +ve 2069-70: 11.4548; Gains in Water Available For Use / Savings in Demand under the selected programme (Ml/d) input as +ve 2070-71: 0; Gains in Water Available For Use / Savings in Demand under the selected programme (Ml/d) input as +ve 2071-72: 9.0343; Gains in Water Available For Use / Savings in Demand under the selected programme (Ml/d) input as +ve 2072-73: 0; Gains in Water Available For Use / Savings in Demand under the selected programme (Ml/d) input as +ve 2073-74: 9.9424; Gains in Water Available For Use / Savings in Demand under the selected programme (Ml/d) input as +ve 2074-75: 6.5285
52aA | Bulk export (SNZ): Pulborough to Havant Thicket Reservoir (50Ml/d) | SWS_SNZ_HI-TFR_PWE_ALL_havant -hardha r 50 | External raw water bulk supply/transfer | Resource Options | N | Least Cost Programme | PWSPRT | Ml/d | 2 | Gains in Water Available For Use / Savings in Demand under the selected programme (Ml/d) input as +ve 2040-41: -6.9292; Gains in Water Available For Use / Savings in Demand under the selected programme (Ml/d) input as +ve 2041-42: -40; Gains in Water Available For Use / Savings in Demand under the selected programme (Ml/d) input as +ve 2042-43: -40; Gains in Water Available For Use / Savings in Demand under the selected programme (Ml/d) input as +ve 2043-44: -40; Gains in Water Available For Use / Savings in Demand under the selected programme (Ml/d) input as +ve 2044-45: -40; Gains in Water Available For Use / Savings in Demand under the selected programme (Ml/d) input as +ve 2045-46: -26.9435; Gains in Water Available For Use / Savings in Demand under the selected programme (Ml/d) input as +ve 2046-47: -26.81; Gains in Water Available For Use / Savings in Demand under the selected programme (Ml/d) input as +ve 2047-48: -27.0048; Gains in Water Available For Use / Savings in Demand under the selected programme (Ml/d) input as +ve 2048-49: -24.8582; Gains in Water Available For Use / Savings in Demand under the selected programme (Ml/d) input as +ve 2049-50: -19.9035; Gains in Water Available For Use / Savings in Demand under the selected programme (Ml/d) input as +ve 2050-51: -19.575; Gains in Water Available For Use / Savings in Demand under the selected programme (Ml/d) input as +ve 2051-52: -19.1307; Gains in Water Available For Use / Savings in Demand under the selected programme (Ml/d) input as +ve 2052-53: -18.2502; Gains in Water Available For Use / Savings in Demand under the selected programme (Ml/d) input as +ve 2053-54: -18.3913; Gains in Water Available For Use / Savings in Demand under the selected programme (Ml/d) input as +ve 2054-55: -17.6738; Gains in Water Available For Use / Savings in Demand under the selected programme (Ml/d) input as +ve 2055-56: -17.7095; Gains in Water Available For Use / Savings in Demand under the selected programme (Ml/d) input as +ve 2056-57: 0; Gains in Water Available For Use / Savings in Demand under the selected programme (Ml/d) input as +ve 2057-58: 0; Gains in Water Available For Use / Savings in Demand under the selected programme (Ml/d) input as +ve 2058-59: 0; Gains in Water Available For Use / Savings in Demand under the selected programme (Ml/d) input as +ve 2059-60: 0; Gains in Water Available For Use / Savings in Demand under the selected programme (Ml/d) input as +ve 2060-61: 0; Gains in Water Available For Use / Savings in Demand under the selected programme (Ml/d) input as +ve 2061-62: -10.7645; Gains in Water Available For Use / Savings in Demand under the selected programme (Ml/d) input as +ve 2062-63: -12.0124; Gains in Water Available For Use / Savings in Demand under the selected programme (Ml/d) input as +ve 2063-64: -8.8784; Gains in Water Available For Use / Savings in Demand under the selected programme (Ml/d) input as +ve 2064-65: 0; Gains in Water Available For Use / Savings in Demand under the selected programme (Ml/d) input as +ve 2065-66: 0; Gains in Water Available For Use / Savings in Demand under the selected programme (Ml/d) input as +ve 2066-67: -8.1195; Gains in Water Available For Use / Savings in Demand under the selected programme (Ml/d) input as +ve 2067-68: 0; Gains in Water Available For Use / Savings in Demand under the selected programme (Ml/d) input as +ve 2068-69: 0; Gains in Water Available For Use / Savings in Demand under the selected programme (Ml/d) input as +ve 2069-70: -11.4548; Gains in Water Available For Use / Savings in Demand under the selected programme (Ml/d) input as +ve 2070-71: 0; Gains in Water Available For Use / Savings in Demand under the selected programme (Ml/d) input as +ve 2071-72: -9.0343; Gains in Water Available For Use / Savings in Demand under the selected programme (Ml/d) input as +ve 2072-73: 0; Gains in Water Available For Use / Savings in Demand under the selected programme (Ml/d) input as +ve 2073-74: -9.9424; Gains in Water Available For Use / Savings in Demand under the selected programme (Ml/d) input as +ve 2074-75: -6.5285
52aA | Bulk export (SNZ): Pulborough to Havant Thicket Reservoir (50Ml/d) | SWS_SNZ_HI-TFR_PWE_ALL_havant -hardha r 50 | External raw water bulk supply/transfer | Resource Options | N | Least Cost Programme | PWSPRT | Ml/d | 2 | Gains in Water Available For Use / Savings in Demand under the selected programme (Ml/d) input as +ve 2040-41: -33.0708; Gains in Water Available For Use / Savings in Demand under the selected programme (Ml/d) input as +ve 2045-46: -13.0565; Gains in Water Available For Use / Savings in Demand under the selected programme (Ml/d) input as +ve 2046-47: -3.19; Gains in Water Available For Use / Savings in Demand under the selected programme (Ml/d) input as +ve 2047-48: -2.9952
52aA | Bulk export (SNZ): Pulborough to Havant Thicket Reservoir (50Ml/d) Phase 2 | SWS_havant th-hardham r 50 pipe WTW phase 2 | External raw water bulk supply/transfer | Resource Options | N | Least Cost Programme | PWSPRT | Ml/d | 2 | Gains in Water Available For Use / Savings in Demand under the selected programme (Ml/d) input as +ve 2040-41: 0; Gains in Water Available For Use / Savings in Demand under the selected programme (Ml/d) input as +ve 2041-42: 0; Gains in Water Available For Use / Savings in Demand under the selected programme (Ml/d) input as +ve 2042-43: 0; Gains in Water Available For Use / Savings in Demand under the selected programme (Ml/d) input as +ve 2043-44: 0; Gains in Water Available For Use / Savings in Demand under the selected programme (Ml/d) input as +ve 2044-45: 0; Gains in Water Available For Use / Savings in Demand under the selected programme (Ml/d) input as +ve 2045-46: 0; Gains in Water Available For Use / Savings in Demand under the selected programme (Ml/d) input as +ve 2046-47: 0; Gains in Water Available For Use / Savings in Demand under the selected programme (Ml/d) input as +ve 2047-48: 0; Gains in Water Available For Use / Savings in Demand under the selected programme (Ml/d) input as +ve 2048-49: 0; Gains in Water Available For Use / Savings in Demand under the selected programme (Ml/d) input as +ve 2049-50: 0; Gains in Water Available For Use / Savings in Demand under the selected programme (Ml/d) input as +ve 2050-51: 0; Gains in Water Available For Use / Savings in Demand under the selected programme (Ml/d) input as +ve 2051-52: 0; Gains in Water Available For Use / Savings in Demand under the selected programme (Ml/d) input as +ve 2052-53: 0; Gains in Water Available For Use / Savings in Demand under the selected programme (Ml/d) input as +ve 2053-54: 0; Gains in Water Available For Use / Savings in Demand under the selected programme (Ml/d) input as +ve 2054-55: 0; Gains in Water Available For Use / Savings in Demand under the selected programme (Ml/d) input as +ve 2055-56: 0; Gains in Water Available For Use / Savings in Demand under the selected programme (Ml/d) input as +ve 2056-57: -16.3083; Gains in Water Available For Use / Savings in Demand under the selected programme (Ml/d) input as +ve 2057-58: -15.8957; Gains in Water Available For Use / Savings in Demand under the selected programme (Ml/d) input as +ve 2058-59: -15.6746; Gains in Water Available For Use / Savings in Demand under the selected programme (Ml/d) input as +ve 2059-60: -15.3977; Gains in Water Available For Use / Savings in Demand under the selected programme (Ml/d) input as +ve 2060-61: -13.2724; Gains in Water Available For Use / Savings in Demand under the selected programme (Ml/d) input as +ve 2061-62: 0; Gains in Water Available For Use / Savings in Demand under the selected programme (Ml/d) input as +ve 2062-63: 0; Gains in Water Available For Use / Savings in Demand under the selected programme (Ml/d) input as +ve 2063-64: 0; Gains in Water Available For Use / Savings in Demand under the selected programme (Ml/d) input as +ve 2064-65: -6.0488; Gains in Water Available For Use / Savings in Demand under the selected programme (Ml/d) input as +ve 2065-66: -3.641; Gains in Water Available For Use / Savings in Demand under the selected programme (Ml/d) input as +ve 2066-67: 0; Gains in Water Available For Use / Savings in Demand under the selected programme (Ml/d) input as +ve 2067-68: -6.5757; Gains in Water Available For Use / Savings in Demand under the selected programme (Ml/d) input as +ve 2068-69: -4.3911; Gains in Water Available For Use / Savings in Demand under the selected programme (Ml/d) input as +ve 2069-70: 0; Gains in Water Available For Use / Savings in Demand under the selected programme (Ml/d) input as +ve 2070-71: -7.1615; Gains in Water Available For Use / Savings in Demand under the selected programme (Ml/d) input as +ve 2071-72: 0; Gains in Water Available For Use / Savings in Demand under the selected programme (Ml/d) input as +ve 2072-73: -4.819; Gains in Water Available For Use / Savings in Demand under the selected programme (Ml/d) input as +ve 2073-74: 0; Gains in Water Available For Use / Savings in Demand under the selected programme (Ml/d) input as +ve 2074-75: 0
52aA | Bulk export (SNZ): Pulborough to Havant Thicket Reservoir (50Ml/d) Phase 2 | SWS_havant th-hardham r 50 pipe WTW phase 2 | External raw water bulk supply/transfer | Resource Options | N | Least Cost Programme | SWSSNT | Ml/d | 2 | Gains in Water Available For Use / Savings in Demand under the selected programme (Ml/d) input as +ve 2040-41: 0; Gains in Water Available For Use / Savings in Demand under the selected programme (Ml/d) input as +ve 2041-42: 0; Gains in Water Available For Use / Savings in Demand under the selected programme (Ml/d) input as +ve 2042-43: 0; Gains in Water Available For Use / Savings in Demand under the selected programme (Ml/d) input as +ve 2043-44: 0; Gains in Water Available For Use / Savings in Demand under the selected programme (Ml/d) input as +ve 2044-45: 0; Gains in Water Available For Use / Savings in Demand under the selected programme (Ml/d) input as +ve 2045-46: 0; Gains in Water Available For Use / Savings in Demand under the selected programme (Ml/d) input as +ve 2046-47: 0; Gains in Water Available For Use / Savings in Demand under the selected programme (Ml/d) input as +ve 2047-48: 0; Gains in Water Available For Use / Savings in Demand under the selected programme (Ml/d) input as +ve 2048-49: 0; Gains in Water Available For Use / Savings in Demand under the selected programme (Ml/d) input as +ve 2049-50: 0; Gains in Water Available For Use / Savings in Demand under the selected programme (Ml/d) input as +ve 2050-51: 0; Gains in Water Available For Use / Savings in Demand under the selected programme (Ml/d) input as +ve 2051-52: 0; Gains in Water Available For Use / Savings in Demand under the selected programme (Ml/d) input as +ve 2052-53: 0; Gains in Water Available For Use / Savings in Demand under the selected programme (Ml/d) input as +ve 2053-54: 0; Gains in Water Available For Use / Savings in Demand under the selected programme (Ml/d) input as +ve 2054-55: 0; Gains in Water Available For Use / Savings in Demand under the selected programme (Ml/d) input as +ve 2055-56: 0; Gains in Water Available For Use / Savings in Demand under the selected programme (Ml/d) input as +ve 2056-57: 16.3083; Gains in Water Available For Use / Savings in Demand under the selected programme (Ml/d) input as +ve 2057-58: 15.8957; Gains in Water Available For Use / Savings in Demand under the selected programme (Ml/d) input as +ve 2058-59: 15.6746; Gains in Water Available For Use / Savings in Demand under the selected programme (Ml/d) input as +ve 2059-60: 15.3977; Gains in Water Available For Use / Savings in Demand under the selected programme (Ml/d) input as +ve 2060-61: 13.2724; Gains in Water Available For Use / Savings in Demand under the selected programme (Ml/d) input as +ve 2061-62: 0; Gains in Water Available For Use / Savings in Demand under the selected programme (Ml/d) input as +ve 2062-63: 0; Gains in Water Available For Use / Savings in Demand under the selected programme (Ml/d) input as +ve 2063-64: 0; Gains in Water Available For Use / Savings in Demand under the selected programme (Ml/d) input as +ve 2064-65: 6.0488; Gains in Water Available For Use / Savings in Demand under the selected programme (Ml/d) input as +ve 2065-66: 3.641; Gains in Water Available For Use / Savings in Demand under the selected programme (Ml/d) input as +ve 2066-67: 0; Gains in Water Available For Use / Savings in Demand under the selected programme (Ml/d) input as +ve 2067-68: 6.5757; Gains in Water Available For Use / Savings in Demand under the selected programme (Ml/d) input as +ve 2068-69: 4.3911; Gains in Water Available For Use / Savings in Demand under the selected programme (Ml/d) input as +ve 2069-70: 0; Gains in Water Available For Use / Savings in Demand under the selected programme (Ml/d) input as +ve 2070-71: 7.1615; Gains in Water Available For Use / Savings in Demand under the selected programme (Ml/d) input as +ve 2071-72: 0; Gains in Water Available For Use / Savings in Demand under the selected programme (Ml/d) input as +ve 2072-73: 4.819; Gains in Water Available For Use / Savings in Demand under the selected programme (Ml/d) input as +ve 2073-74: 0; Gains in Water Available For Use / Savings in Demand under the selected programme (Ml/d) input as +ve 2074-75: 0
52cA | Bulk import (HSE): PWC Source A to Eastleigh WSR Extension (30Ml/d) | SWS_pw2moor_extension | External potable bulk supply/transfer | Distribution Options | N | Least Cost Programme | SWSHSE | Ml/d | 2 | Gains in Water Available For Use / Savings in Demand under the selected programme (Ml/d) input as +ve 2029-30: 15; Gains in Water Available For Use / Savings in Demand under the selected programme (Ml/d) input as +ve 2030-31: 15; Gains in Water Available For Use / Savings in Demand under the selected programme (Ml/d) input as +ve 2031-32: 15; Gains in Water Available For Use / Savings in Demand under the selected programme (Ml/d) input as +ve 2032-33: 14.2443; Gains in Water Available For Use / Savings in Demand under the selected programme (Ml/d) input as +ve 2033-34: 12.2576; Gains in Water Available For Use / Savings in Demand under the selected programme (Ml/d) input as +ve 2034-35: 5.4853; Gains in Water Available For Use / Savings in Demand under the selected programme (Ml/d) input as +ve 2035-36: 9.3174; Gains in Water Available For Use / Savings in Demand under the selected programme (Ml/d) input as +ve 2036-37: 10.2011; Gains in Water Available For Use / Savings in Demand under the selected programme (Ml/d) input as +ve 2037-38: 11.515; Gains in Water Available For Use / Savings in Demand under the selected programme (Ml/d) input as +ve 2038-39: 13.1231; Gains in Water Available For Use / Savings in Demand under the selected programme (Ml/d) input as +ve 2039-40: 0; Gains in Water Available For Use / Savings in Demand under the selected programme (Ml/d) input as +ve 2040-41: 0; Gains in Water Available For Use / Savings in Demand under the selected programme (Ml/d) input as +ve 2041-42: 0; Gains in Water Available For Use / Savings in Demand under the selected programme (Ml/d) input as +ve 2042-43: 0; Gains in Water Available For Use / Savings in Demand under the selected programme (Ml/d) input as +ve 2043-44: 0; Gains in Water Available For Use / Savings in Demand under the selected programme (Ml/d) input as +ve 2044-45: 0; Gains in Water Available For Use / Savings in Demand under the selected programme (Ml/d) input as +ve 2045-46: 0; Gains in Water Available For Use / Savings in Demand under the selected programme (Ml/d) input as +ve 2046-47: 0; Gains in Water Available For Use / Savings in Demand under the selected programme (Ml/d) input as +ve 2047-48: 0; Gains in Water Available For Use / Savings in Demand under the selected programme (Ml/d) input as +ve 2048-49: 0; Gains in Water Available For Use / Savings in Demand under the selected programme (Ml/d) input as +ve 2049-50: 0; Gains in Water Available For Use / Savings in Demand under the selected programme (Ml/d) input as +ve 2050-51: 0; Gains in Water Available For Use / Savings in Demand under the selected programme (Ml/d) input as +ve 2051-52: 0; Gains in Water Available For Use / Savings in Demand under the selected programme (Ml/d) input as +ve 2052-53: 0; Gains in Water Available For Use / Savings in Demand under the selected programme (Ml/d) input as +ve 2053-54: 0; Gains in Water Available For Use / Savings in Demand under the selected programme (Ml/d) input as +ve 2054-55: 0; Gains in Water Available For Use / Savings in Demand under the selected programme (Ml/d) input as +ve 2055-56: 0; Gains in Water Available For Use / Savings in Demand under the selected programme (Ml/d) input as +ve 2056-57: 0; Gains in Water Available For Use / Savings in Demand under the selected programme (Ml/d) input as +ve 2057-58: 0; Gains in Water Available For Use / Savings in Demand under the selected programme (Ml/d) input as +ve 2058-59: 0; Gains in Water Available For Use / Savings in Demand under the selected programme (Ml/d) input as +ve 2059-60: 0; Gains in Water Available For Use / Savings in Demand under the selected programme (Ml/d) input as +ve 2060-61: 0; Gains in Water Available For Use / Savings in Demand under the selected programme (Ml/d) input as +ve 2061-62: 0; Gains in Water Available For Use / Savings in Demand under the selected programme (Ml/d) input as +ve 2062-63: 0; Gains in Water Available For Use / Savings in Demand under the selected programme (Ml/d) input as +ve 2063-64: 0; Gains in Water Available For Use / Savings in Demand under the selected programme (Ml/d) input as +ve 2064-65: 0; Gains in Water Available For Use / Savings in Demand under the selected programme (Ml/d) input as +ve 2065-66: 0; Gains in Water Available For Use / Savings in Demand under the selected programme (Ml/d) input as +ve 2066-67: 0; Gains in Water Available For Use / Savings in Demand under the selected programme (Ml/d) input as +ve 2067-68: 0; Gains in Water Available For Use / Savings in Demand under the selected programme (Ml/d) input as +ve 2068-69: 0; Gains in Water Available For Use / Savings in Demand under the selected programme (Ml/d) input as +ve 2069-70: 0; Gains in Water Available For Use / Savings in Demand under the selected programme (Ml/d) input as +ve 2070-71: 0; Gains in Water Available For Use / Savings in Demand under the selected programme (Ml/d) input as +ve 2071-72: 0; Gains in Water Available For Use / Savings in Demand under the selected programme (Ml/d) input as +ve 2072-73: 0; Gains in Water Available For Use / Savings in Demand under the selected programme (Ml/d) input as +ve 2073-74: 0; Gains in Water Available For Use / Savings in Demand under the selected programme (Ml/d) input as +ve 2074-75: 0
52cA | Bulk import (HSE): PWC Source A to Eastleigh WSR Extension (30Ml/d) | SWS_pw2moor_extension | External potable bulk supply/transfer | Distribution Options | N | Least Cost Programme | PWSPRT | Ml/d | 2 | Gains in Water Available For Use / Savings in Demand under the selected programme (Ml/d) input as +ve 2029-30: -15; Gains in Water Available For Use / Savings in Demand under the selected programme (Ml/d) input as +ve 2030-31: -15; Gains in Water Available For Use / Savings in Demand under the selected programme (Ml/d) input as +ve 2031-32: -15; Gains in Water Available For Use / Savings in Demand under the selected programme (Ml/d) input as +ve 2032-33: -14.2443; Gains in Water Available For Use / Savings in Demand under the selected programme (Ml/d) input as +ve 2033-34: -12.2576; Gains in Water Available For Use / Savings in Demand under the selected programme (Ml/d) input as +ve 2034-35: -5.4853; Gains in Water Available For Use / Savings in Demand under the selected programme (Ml/d) input as +ve 2035-36: -9.3174; Gains in Water Available For Use / Savings in Demand under the selected programme (Ml/d) input as +ve 2036-37: -10.2011; Gains in Water Available For Use / Savings in Demand under the selected programme (Ml/d) input as +ve 2037-38: -11.515; Gains in Water Available For Use / Savings in Demand under the selected programme (Ml/d) input as +ve 2038-39: -13.1231; Gains in Water Available For Use / Savings in Demand under the selected programme (Ml/d) input as +ve 2039-40: 0; Gains in Water Available For Use / Savings in Demand under the selected programme (Ml/d) input as +ve 2040-41: 0; Gains in Water Available For Use / Savings in Demand under the selected programme (Ml/d) input as +ve 2041-42: 0; Gains in Water Available For Use / Savings in Demand under the selected programme (Ml/d) input as +ve 2042-43: 0; Gains in Water Available For Use / Savings in Demand under the selected programme (Ml/d) input as +ve 2043-44: 0; Gains in Water Available For Use / Savings in Demand under the selected programme (Ml/d) input as +ve 2044-45: 0; Gains in Water Available For Use / Savings in Demand under the selected programme (Ml/d) input as +ve 2045-46: 0; Gains in Water Available For Use / Savings in Demand under the selected programme (Ml/d) input as +ve 2046-47: 0; Gains in Water Available For Use / Savings in Demand under the selected programme (Ml/d) input as +ve 2047-48: 0; Gains in Water Available For Use / Savings in Demand under the selected programme (Ml/d) input as +ve 2048-49: 0; Gains in Water Available For Use / Savings in Demand under the selected programme (Ml/d) input as +ve 2049-50: 0; Gains in Water Available For Use / Savings in Demand under the selected programme (Ml/d) input as +ve 2050-51: 0; Gains in Water Available For Use / Savings in Demand under the selected programme (Ml/d) input as +ve 2051-52: 0; Gains in Water Available For Use / Savings in Demand under the selected programme (Ml/d) input as +ve 2052-53: 0; Gains in Water Available For Use / Savings in Demand under the selected programme (Ml/d) input as +ve 2053-54: 0; Gains in Water Available For Use / Savings in Demand under the selected programme (Ml/d) input as +ve 2054-55: 0; Gains in Water Available For Use / Savings in Demand under the selected programme (Ml/d) input as +ve 2055-56: 0; Gains in Water Available For Use / Savings in Demand under the selected programme (Ml/d) input as +ve 2056-57: 0; Gains in Water Available For Use / Savings in Demand under the selected programme (Ml/d) input as +ve 2057-58: 0; Gains in Water Available For Use / Savings in Demand under the selected programme (Ml/d) input as +ve 2058-59: 0; Gains in Water Available For Use / Savings in Demand under the selected programme (Ml/d) input as +ve 2059-60: 0; Gains in Water Available For Use / Savings in Demand under the selected programme (Ml/d) input as +ve 2060-61: 0; Gains in Water Available For Use / Savings in Demand under the selected programme (Ml/d) input as +ve 2061-62: 0; Gains in Water Available For Use / Savings in Demand under the selected programme (Ml/d) input as +ve 2062-63: 0; Gains in Water Available For Use / Savings in Demand under the selected programme (Ml/d) input as +ve 2063-64: 0; Gains in Water Available For Use / Savings in Demand under the selected programme (Ml/d) input as +ve 2064-65: 0; Gains in Water Available For Use / Savings in Demand under the selected programme (Ml/d) input as +ve 2065-66: 0; Gains in Water Available For Use / Savings in Demand under the selected programme (Ml/d) input as +ve 2066-67: 0; Gains in Water Available For Use / Savings in Demand under the selected programme (Ml/d) input as +ve 2067-68: 0; Gains in Water Available For Use / Savings in Demand under the selected programme (Ml/d) input as +ve 2068-69: 0; Gains in Water Available For Use / Savings in Demand under the selected programme (Ml/d) input as +ve 2069-70: 0; Gains in Water Available For Use / Savings in Demand under the selected programme (Ml/d) input as +ve 2070-71: 0; Gains in Water Available For Use / Savings in Demand under the selected programme (Ml/d) input as +ve 2071-72: 0; Gains in Water Available For Use / Savings in Demand under the selected programme (Ml/d) input as +ve 2072-73: 0; Gains in Water Available For Use / Savings in Demand under the selected programme (Ml/d) input as +ve 2073-74: 0; Gains in Water Available For Use / Savings in Demand under the selected programme (Ml/d) input as +ve 2074-75: 0
52cA | Bulk import (SNZ): PWC to Pulborough (15Ml/d) | SWS_pw2pul | External potable bulk supply/transfer | Distribution Options | N | Least Cost Programme | PWSPRT | Ml/d | 2 |  |  | 0 | 0 | 0 | 0 | 0 | 0 | 0 | 0 | 0 | 0 | 0 | 0 | 0 | 0 | 0 | 0 | 0 | 0 | 0 | 0 | 0 | 0 | 0 | 0 | 0 | 0 | 0 | 0 | 0 | 0 | 0 | 0 | 0 | 0 | 0 | 0 | 0 | 0 | 0 | 0 | 0 | 0 | 0 | 0 | 0 | 0 | 0 | 0 | 0 | 0 | 0 | 0 | 0 | 0
52cA | Bulk import (SNZ): PWC to Pulborough (15Ml/d) | SWS_pw2pul | External potable bulk supply/transfer | Distribution Options | N | Least Cost Programme | SWSSNT | Ml/d | 2 |  |  | 0 | 0 | 0 | 0 | 0 | 0 | 0 | 0 | 0 | 0 | 0 | 0 | 0 | 0 | 0 | 0 | 0 | 0 | 0 | 0 | 0 | 0 | 0 | 0 | 0 | 0 | 0 | 0 | 0 | 0 | 0 | 0 | 0 | 0 | 0 | 0 | 0 | 0 | 0 | 0 | 0 | 0 | 0 | 0 | 0 | 0 | 0 | 0 | 0 | 0 | 0 | 0 | 0 | 0
52cA | Bulk import (SNZ): PWC to Pulborough extension (15Ml/d) | SWS_pw2pul_extension | External potable bulk supply/transfer | Distribution Options | N | Least Cost Programme | PWSPRT | Ml/d | 2 | [7 empty] | -15 | -15 | -15 | -15 | -15 | -15 | -15 | -15 | -15 | -15 | -15 | -15 | -15 | -15 | -15 | -4.3216 | -3.7052 | -3.0787 | -2.4321 | 0 | 0 | 0 | 0 | 0 | 0 | 0 | 0 | 0 | 0 | 0 | 0 | 0 | 0 | 0 | 0 | 0 | 0 | 0 | 0 | 0 | 0 | 0 | 0 | 0 | 0 | 0 | 0 | 0 | 0
52cA | Bulk import (SNZ): PWC to Pulborough extension (15Ml/d) | SWS_pw2pul_extension | External potable bulk supply/transfer | Distribution Options | N | Least Cost Programme | SWSSNT | Ml/d | 2 | [7 empty] | 15 | 15 | 15 | 15 | 15 | 15 | 15 | 15 | 15 | 15 | 15 | 15 | 15 | 15 | 15 | 4.3216 | 3.7052 | 3.0787 | 2.4321 | 0 | 0 | 0 | 0 | 0 | 0 | 0 | 0 | 0 | 0 | 0 | 0 | 0 | 0 | 0 | 0 | 0 | 0 | 0 | 0 | 0 | 0 | 0 | 0 | 0 | 0 | 0 | 0 | 0 | 0
52cA | Bulk import (HSE): PWC Source A to Otterbourne WSW (21Ml/d) | SWS_pwcgm1 | External potable bulk supply/transfer | Distribution Options | N | Least Cost Programme | PWSPRT | Ml/d | 2 | Gains in Water Available For Use / Savings in Demand under the selected programme (Ml/d) input as +ve 2031-32: -21; Gains in Water Available For Use / Savings in Demand under the selected programme (Ml/d) input as +ve 2032-33: -21; Gains in Water Available For Use / Savings in Demand under the selected programme (Ml/d) input as +ve 2033-34: -21; Gains in Water Available For Use / Savings in Demand under the selected programme (Ml/d) input as +ve 2034-35: -21; Gains in Water Available For Use / Savings in Demand under the selected programme (Ml/d) input as +ve 2035-36: -21; Gains in Water Available For Use / Savings in Demand under the selected programme (Ml/d) input as +ve 2036-37: -21; Gains in Water Available For Use / Savings in Demand under the selected programme (Ml/d) input as +ve 2037-38: -21; Gains in Water Available For Use / Savings in Demand under the selected programme (Ml/d) input as +ve 2038-39: -21; Gains in Water Available For Use / Savings in Demand under the selected programme (Ml/d) input as +ve 2039-40: -21; Gains in Water Available For Use / Savings in Demand under the selected programme (Ml/d) input as +ve 2040-41: -21; Gains in Water Available For Use / Savings in Demand under the selected programme (Ml/d) input as +ve 2041-42: -21; Gains in Water Available For Use / Savings in Demand under the selected programme (Ml/d) input as +ve 2042-43: -21; Gains in Water Available For Use / Savings in Demand under the selected programme (Ml/d) input as +ve 2043-44: -21; Gains in Water Available For Use / Savings in Demand under the selected programme (Ml/d) input as +ve 2044-45: -21; Gains in Water Available For Use / Savings in Demand under the selected programme (Ml/d) input as +ve 2045-46: -21; Gains in Water Available For Use / Savings in Demand under the selected programme (Ml/d) input as +ve 2046-47: -21; Gains in Water Available For Use / Savings in Demand under the selected programme (Ml/d) input as +ve 2047-48: -21; Gains in Water Available For Use / Savings in Demand under the selected programme (Ml/d) input as +ve 2048-49: -21; Gains in Water Available For Use / Savings in Demand under the selected programme (Ml/d) input as +ve 2049-50: -21; Gains in Water Available For Use / Savings in Demand under the selected programme (Ml/d) input as +ve 2050-51: -21; Gains in Water Available For Use / Savings in Demand under the selected programme (Ml/d) input as +ve 2051-52: -21; Gains in Water Available For Use / Savings in Demand under the selected programme (Ml/d) input as +ve 2052-53: -21; Gains in Water Available For Use / Savings in Demand under the selected programme (Ml/d) input as +ve 2053-54: -21; Gains in Water Available For Use / Savings in Demand under the selected programme (Ml/d) input as +ve 2054-55: -21; Gains in Water Available For Use / Savings in Demand under the selected programme (Ml/d) input as +ve 2055-56: -21; Gains in Water Available For Use / Savings in Demand under the selected programme (Ml/d) input as +ve 2056-57: -21; Gains in Water Available For Use / Savings in Demand under the selected programme (Ml/d) input as +ve 2057-58: -21; Gains in Water Available For Use / Savings in Demand under the selected programme (Ml/d) input as +ve 2058-59: -21; Gains in Water Available For Use / Savings in Demand under the selected programme (Ml/d) input as +ve 2059-60: -21; Gains in Water Available For Use / Savings in Demand under the selected programme (Ml/d) input as +ve 2060-61: -21; Gains in Water Available For Use / Savings in Demand under the selected programme (Ml/d) input as +ve 2061-62: -21; Gains in Water Available For Use / Savings in Demand under the selected programme (Ml/d) input as +ve 2062-63: -21; Gains in Water Available For Use / Savings in Demand under the selected programme (Ml/d) input as +ve 2063-64: -21; Gains in Water Available For Use / Savings in Demand under the selected programme (Ml/d) input as +ve 2064-65: -21; Gains in Water Available For Use / Savings in Demand under the selected programme (Ml/d) input as +ve 2065-66: -21; Gains in Water Available For Use / Savings in Demand under the selected programme (Ml/d) input as +ve 2066-67: -21; Gains in Water Available For Use / Savings in Demand under the selected programme (Ml/d) input as +ve 2067-68: -21; Gains in Water Available For Use / Savings in Demand under the selected programme (Ml/d) input as +ve 2068-69: -21; Gains in Water Available For Use / Savings in Demand under the selected programme (Ml/d) input as +ve 2069-70: -21; Gains in Water Available For Use / Savings in Demand under the selected programme (Ml/d) input as +ve 2070-71: -21; Gains in Water Available For Use / Savings in Demand under the selected programme (Ml/d) input as +ve 2071-72: -21; Gains in Water Available For Use / Savings in Demand under the selected programme (Ml/d) input as +ve 2072-73: -21; Gains in Water Available For Use / Savings in Demand under the selected programme (Ml/d) input as +ve 2073-74: -21; Gains in Water Available For Use / Savings in Demand under the selected programme (Ml/d) input as +ve 2074-75: -21
52cA | Bulk import (HSE): PWC Source A to Otterbourne WSW (21Ml/d) | SWS_pwcgm1 | External potable bulk supply/transfer | Distribution Options | N | Least Cost Programme | SWSHSE | Ml/d | 2 | Gains in Water Available For Use / Savings in Demand under the selected programme (Ml/d) input as +ve 2031-32: 21; Gains in Water Available For Use / Savings in Demand under the selected programme (Ml/d) input as +ve 2032-33: 21; Gains in Water Available For Use / Savings in Demand under the selected programme (Ml/d) input as +ve 2033-34: 21; Gains in Water Available For Use / Savings in Demand under the selected programme (Ml/d) input as +ve 2034-35: 21; Gains in Water Available For Use / Savings in Demand under the selected programme (Ml/d) input as +ve 2035-36: 21; Gains in Water Available For Use / Savings in Demand under the selected programme (Ml/d) input as +ve 2036-37: 21; Gains in Water Available For Use / Savings in Demand under the selected programme (Ml/d) input as +ve 2037-38: 21; Gains in Water Available For Use / Savings in Demand under the selected programme (Ml/d) input as +ve 2038-39: 21; Gains in Water Available For Use / Savings in Demand under the selected programme (Ml/d) input as +ve 2039-40: 21; Gains in Water Available For Use / Savings in Demand under the selected programme (Ml/d) input as +ve 2040-41: 21; Gains in Water Available For Use / Savings in Demand under the selected programme (Ml/d) input as +ve 2041-42: 21; Gains in Water Available For Use / Savings in Demand under the selected programme (Ml/d) input as +ve 2042-43: 21; Gains in Water Available For Use / Savings in Demand under the selected programme (Ml/d) input as +ve 2043-44: 21; Gains in Water Available For Use / Savings in Demand under the selected programme (Ml/d) input as +ve 2044-45: 21; Gains in Water Available For Use / Savings in Demand under the selected programme (Ml/d) input as +ve 2045-46: 21; Gains in Water Available For Use / Savings in Demand under the selected programme (Ml/d) input as +ve 2046-47: 21; Gains in Water Available For Use / Savings in Demand under the selected programme (Ml/d) input as +ve 2047-48: 21; Gains in Water Available For Use / Savings in Demand under the selected programme (Ml/d) input as +ve 2048-49: 21; Gains in Water Available For Use / Savings in Demand under the selected programme (Ml/d) input as +ve 2049-50: 21; Gains in Water Available For Use / Savings in Demand under the selected programme (Ml/d) input as +ve 2050-51: 21; Gains in Water Available For Use / Savings in Demand under the selected programme (Ml/d) input as +ve 2051-52: 21; Gains in Water Available For Use / Savings in Demand under the selected programme (Ml/d) input as +ve 2052-53: 21; Gains in Water Available For Use / Savings in Demand under the selected programme (Ml/d) input as +ve 2053-54: 21; Gains in Water Available For Use / Savings in Demand under the selected programme (Ml/d) input as +ve 2054-55: 21; Gains in Water Available For Use / Savings in Demand under the selected programme (Ml/d) input as +ve 2055-56: 21; Gains in Water Available For Use / Savings in Demand under the selected programme (Ml/d) input as +ve 2056-57: 21; Gains in Water Available For Use / Savings in Demand under the selected programme (Ml/d) input as +ve 2057-58: 21; Gains in Water Available For Use / Savings in Demand under the selected programme (Ml/d) input as +ve 2058-59: 21; Gains in Water Available For Use / Savings in Demand under the selected programme (Ml/d) input as +ve 2059-60: 21; Gains in Water Available For Use / Savings in Demand under the selected programme (Ml/d) input as +ve 2060-61: 21; Gains in Water Available For Use / Savings in Demand under the selected programme (Ml/d) input as +ve 2061-62: 21; Gains in Water Available For Use / Savings in Demand under the selected programme (Ml/d) input as +ve 2062-63: 21; Gains in Water Available For Use / Savings in Demand under the selected programme (Ml/d) input as +ve 2063-64: 21; Gains in Water Available For Use / Savings in Demand under the selected programme (Ml/d) input as +ve 2064-65: 21; Gains in Water Available For Use / Savings in Demand under the selected programme (Ml/d) input as +ve 2065-66: 21; Gains in Water Available For Use / Savings in Demand under the selected programme (Ml/d) input as +ve 2066-67: 21; Gains in Water Available For Use / Savings in Demand under the selected programme (Ml/d) input as +ve 2067-68: 21; Gains in Water Available For Use / Savings in Demand under the selected programme (Ml/d) input as +ve 2068-69: 21; Gains in Water Available For Use / Savings in Demand under the selected programme (Ml/d) input as +ve 2069-70: 21; Gains in Water Available For Use / Savings in Demand under the selected programme (Ml/d) input as +ve 2070-71: 21; Gains in Water Available For Use / Savings in Demand under the selected programme (Ml/d) input as +ve 2071-72: 21; Gains in Water Available For Use / Savings in Demand under the selected programme (Ml/d) input as +ve 2072-73: 21; Gains in Water Available For Use / Savings in Demand under the selected programme (Ml/d) input as +ve 2073-74: 21; Gains in Water Available For Use / Savings in Demand under the selected programme (Ml/d) input as +ve 2074-75: 21
52dA | Resilience change from 1 in 500 to 1 in 200 for PWSPRT | PRT_PRT_200_los resilience | Change in levels of service | Customer Options | N | Ofwat Core programme | PWSPRT | Ml/d | 2 | Gains in Water Available For Use / Savings in Demand under the selected programme (Ml/d) input as +ve 2021-22: 8.731; Gains in Water Available For Use / Savings in Demand under the selected programme (Ml/d) input as +ve 2022-23: 8.7139; Gains in Water Available For Use / Savings in Demand under the selected programme (Ml/d) input as +ve 2023-24: 8.6968; Gains in Water Available For Use / Savings in Demand under the selected programme (Ml/d) input as +ve 2024-25: 8.6796; Gains in Water Available For Use / Savings in Demand under the selected programme (Ml/d) input as +ve 2025-26: 8.6625; Gains in Water Available For Use / Savings in Demand under the selected programme (Ml/d) input as +ve 2026-27: 8.6454; Gains in Water Available For Use / Savings in Demand under the selected programme (Ml/d) input as +ve 2027-28: 8.6282; Gains in Water Available For Use / Savings in Demand under the selected programme (Ml/d) input as +ve 2028-29: 8.6111; Gains in Water Available For Use / Savings in Demand under the selected programme (Ml/d) input as +ve 2029-30: 8.594; Gains in Water Available For Use / Savings in Demand under the selected programme (Ml/d) input as +ve 2030-31: 8.5769; Gains in Water Available For Use / Savings in Demand under the selected programme (Ml/d) input as +ve 2031-32: 8.5597; Gains in Water Available For Use / Savings in Demand under the selected programme (Ml/d) input as +ve 2032-33: 8.5426; Gains in Water Available For Use / Savings in Demand under the selected programme (Ml/d) input as +ve 2033-34: 8.5255; Gains in Water Available For Use / Savings in Demand under the selected programme (Ml/d) input as +ve 2034-35: 8.5084; Gains in Water Available For Use / Savings in Demand under the selected programme (Ml/d) input as +ve 2035-36: 8.4913; Gains in Water Available For Use / Savings in Demand under the selected programme (Ml/d) input as +ve 2036-37: 8.4741; Gains in Water Available For Use / Savings in Demand under the selected programme (Ml/d) input as +ve 2037-38: 8.457; Gains in Water Available For Use / Savings in Demand under the selected programme (Ml/d) input as +ve 2038-39: 8.4399
52dA | AMI / Smart metering - Infrastructure - Company - High+ | PRT_PRT_EF-CRE_ALL_ALL_ami_infra high+ | Other water efficiency | Customer Options | N | Ofwat Core programme | PWSPRT | Ml/d | 2 | [6 empty] | 0 | 0 | 0 | 0 | 0 | 0 | 0 | 0 | 0 | 0 | 0 | 0 | 0 | 0 | 0 | 0 | 0 | 0 | 0 | 0 | 0 | 0 | 0 | 0 | 0 | 0 | 0 | 0 | 0 | 0 | 0 | 0 | 0 | 0 | 0 | 0 | 0 | 0 | 0 | 0 | 0 | 0 | 0 | 0 | 0 | 0 | 0 | 0 | 0 | 0
52dA | AMI / Smart metering - Household - Company - High+ | PRT_PRT_EF-CRE_ALL_ALL_ami_smrt_m_hh high+ | Metering other selective | Customer Options | N | Ofwat Core programme | PWSPRT | Ml/d | 2 | [6 empty] | 0 | 0.0223 | 0.1907 | 0.4771 | 0.8777 | 1.3454 | 1.7949 | 2.2715 | 3.2607 | 3.4032 | 3.4032 | 3.4032 | 3.4032 | 3.4032 | 3.4032 | 3.4032 | 3.4032 | 3.4032 | 3.4032 | 3.4032 | 3.4032 | 3.4032 | 3.4032 | 3.4032 | 3.4032 | 3.4032 | 3.4032 | 3.4032 | 3.4032 | 3.4032 | 3.4032 | 3.4032 | 3.4032 | 3.4032 | 3.4032 | 3.4032 | 3.4032 | 3.4032 | 3.4032 | 3.4032 | 3.4032 | 3.4032 | 3.4032 | 3.4032 | 3.4032 | 3.4032 | 3.4032 | 3.4032 | 3.4032 | 3.4032
52dA | AMI / Smart metering - Non-Household - Company - High+ | PRT_PRT_EF-CRE_ALL_ALL_ami_smrt_m_nhh high+ | Metering other selective | Customer Options | N | Ofwat Core programme | PWSPRT | Ml/d | 2 | [6 empty] | 0.374 | 1.4961 | 2.5086 | 2.9729 | 3.424 | 3.4936 | 3.5632 | 3.6327 | 3.6771 | 3.6771 | 3.6771 | 3.6771 | 3.6771 | 3.6771 | 3.6771 | 3.6771 | 3.6771 | 3.6771 | 3.6771 | 3.6771 | 3.6771 | 3.6771 | 3.6771 | 3.6771 | 3.6771 | 3.6771 | 3.6771 | 3.6771 | 3.6771 | 3.6771 | 3.6771 | 3.6771 | 3.6771 | 3.6771 | 3.6771 | 3.6771 | 3.6771 | 3.6771 | 3.6771 | 3.6771 | 3.6771 | 3.6771 | 3.6771 | 3.6771 | 3.6771 | 3.6771 | 3.6771 | 3.6771 | 3.6771 | 3.6771
52dA | Compulsory metering – Household - Company - High+ | PRT_PRT_EF-CRE_ALL_ALL_comp metering high+ | Metering compulsory | Customer Options | N | Ofwat Core programme | PWSPRT | Ml/d | 2 | [6 empty] | 0 | 0.1041 | 0.8888 | 2.2231 | 4.0895 | 6.2682 | 8.3622 | 9.9894 | 9.9894 | 9.9894 | 9.9894 | 9.9894 | 9.9894 | 9.9894 | 9.9894 | 9.9894 | 9.9894 | 9.9894 | 9.9894 | 9.9894 | 9.9894 | 9.9894 | 9.9894 | 9.9894 | 9.9894 | 9.9894 | 9.9894 | 9.9894 | 9.9894 | 9.9894 | 9.9894 | 9.9894 | 9.9894 | 9.9894 | 9.9894 | 9.9894 | 9.9894 | 9.9894 | 9.9894 | 9.9894 | 9.9894 | 9.9894 | 9.9894 | 9.9894 | 9.9894 | 9.9894 | 9.9894 | 9.9894 | 9.9894 | 9.9894
52dA | Pressure control device - Company - High+ | PRT_PRT_EF-CRE_ALL_ALL_hh_pressure high+ | Retrofitting indoor water efficiency devices | Customer Options | N | Ofwat Core programme | PWSPRT | Ml/d | 2 | [6 empty] | 0.0015 | 0.0031 | 0.0047 | 0.0063 | 0.008 | 0.0271 | 0.0463 | 0.0655 | 0.0847 | 0.104 | 0.152 | 0.152 | 0.152 | 0.152 | 0.152 | 0.344 | 0.344 | 0.344 | 0.344 | 0.344 | 0.344 | 0.344 | 0.344 | 0.344 | 0.344 | 0.344 | 0.344 | 0.344 | 0.344 | 0.344 | 0.344 | 0.344 | 0.344 | 0.344 | 0.344 | 0.344 | 0.344 | 0.344 | 0.344 | 0.344 | 0.344 | 0.344 | 0.344 | 0.344 | 0.344 | 0.344 | 0.344 | 0.344 | 0.344 | 0.344
52dA | Optant metering - Company - High+ | PRT_PRT_EF-CRE_ALL_ALL_optant_meter high+ | Metering optants | Customer Options | N | Ofwat Core programme | PWSPRT | Ml/d | 2 | [6 empty] | 0.0313 | 0.0563 | 0.0763 | 0.0923 | 0.1051 | 0.1153 | 0.1235 | 0.1235 | 0.1235 | 0.1235 | 0.1235 | 0.1235 | 0.1235 | 0.1235 | 0.1235 | 0.1235 | 0.1235 | 0.1235 | 0.1235 | 0.1235 | 0.1235 | 0.1235 | 0.1235 | 0.1235 | 0.1235 | 0.1235 | 0.1235 | 0.1235 | 0.1235 | 0.1235 | 0.1235 | 0.1235 | 0.1235 | 0.1235 | 0.1235 | 0.1235 | 0.1235 | 0.1235 | 0.1235 | 0.1235 | 0.1235 | 0.1235 | 0.1235 | 0.1235 | 0.1235 | 0.1235 | 0.1235 | 0.1235 | 0.1235 | 0.1235
52dA | Government-led Demand Reduction - Profile C+ (Portsmouth Water) | PRT_PRT_EF-LKR_ALL_ALL_dmp prt gov c+2 | Other water efficiency | Customer Options | N | Ofwat Core programme | PWSPRT | Ml/d | 2 | [6 empty] | 0.30422 | 0.61533 | 0.9344 | 1.2609 | 1.5953 | 2.2574 | 2.9331 | 3.6194 | 4.3096 | 5.4281 | 6.9392 | 8.467 | 10.0076 | 11.5568 | 13.1111 | 14.323 | 15.5451 | 16.7866 | 18.049 | 19.3345 | 20.2494 | 21.1692 | 22.1057 | 23.0656 | 24.0457 | 24.2345 | 24.27 | 24.3038 | 24.3359 | 24.3663 | 24.3946 | 24.42 | 24.4461 | 24.474 | 24.5027 | 24.53 | 24.5575 | 24.5853 | 24.6126 | 24.6378 | 24.6621 | 24.6857 | 24.7109 | 24.7373 | 24.7643 | 24.7923 | 24.8197 | 24.8484 | 24.8772 | 24.9071
52cA | Leakage reduction - Active Leakage Control - Company - High+ | PRT_PRT_EF-LKR_ALL_ALL_leakage_alc high+ | Active leakage management | Distribution Options | N | Ofwat Core programme | PWSPRT | Ml/d | 2 | [6 empty] | 1.9954 | 1.5687 | 1.662 | 2.2518 | 2.3699 | 2.4414 | 2.3459 | 2.2542 | 2.066 | 2.214 | 2.5126 | 2.8613 | 3.21 | 3.5587 | 3.8674 | 3.9274 | 3.9974 | 4.0674 | 4.1274 | 4.1974 | 4.2674 | 4.3374 | 4.3974 | 4.4574 | 4.5274 | 4.5974 | 4.6574 | 4.7174 | 4.7874 | 4.8474 | 4.9074 | 4.9674 | 5.0474 | 5.1174 | 5.1874 | 5.2674 | 5.3374 | 5.4074 | 5.4874 | 5.5574 | 5.6274 | 5.6974 | 5.7674 | 5.8374 | 5.9074 | 5.9774 | 6.0474 | 6.1174 | 6.1874 | 6.2574
52cA | Leakage reduction - Customer engagement / education / incentives - Non-Household - Company - High+ | PRT_PRT_EF-LKR_ALL_ALL_leakage_custen high+ | Other leakage control | Distribution Options | N | Ofwat Core programme | PWSPRT | Ml/d | 2 | [6 empty] | 0 | 0 | 0 | 0 | 0 | 0.0126 | 0.0252 | 0.0378 | 0.0504 | 0.063 | 0.0756 | 0.0882 | 0.1008 | 0.1134 | 0.126 | 0.1386 | 0.1512 | 0.1638 | 0.1764 | 0.189 | 0.2016 | 0.2142 | 0.2268 | 0.2394 | 0.252 | 0.2646 | 0.2772 | 0.2898 | 0.3 | 0.3 | 0.3 | 0.3 | 0.3 | 0.3 | 0.3 | 0.3 | 0.3 | 0.3 | 0.3 | 0.3 | 0.3 | 0.3 | 0.3 | 0.3 | 0.3 | 0.3 | 0.3 | 0.3 | 0.3 | 0.3
52dA | Household audit - Company - High+ | PRT_PRT_EF-WEF_ALL_ALL_audit_hh high+ | Household water audit | Customer Options | N | Ofwat Core programme | PWSPRT | Ml/d | 2 | [6 empty] | 0.085 | 0.17 | 0.255 | 0.3314 | 0.3994 | 0.459 | 0.51 | 0.5524 | 0.5864 | 0.5881 | 0.5898 | 0.5915 | 0.5932 | 0.595 | 0.5966 | 0.5983 | 0.6 | 0.6017 | 0.6034 | 0.6051 | 0.6068 | 0.6085 | 0.6102 | 0.612 | 0.6136 | 0.6153 | 0.617 | 0.6187 | 0.6204 | 0.6221 | 0.6238 | 0.6255 | 0.6272 | 0.629 | 0.6306 | 0.6323 | 0.634 | 0.6357 | 0.6374 | 0.6391 | 0.6408 | 0.6425 | 0.6442 | 0.646 | 0.6476 | 0.6493 | 0.651 | 0.6527 | 0.6544 | 0.6561
52dA | Non-household audit - Company - High+ | PRT_PRT_EF-WEF_ALL_ALL_audit_nhh high+ | Non-household water audit | Customer Options | N | Ofwat Core programme | PWSPRT | Ml/d | 2 | [6 empty] | 0.0027 | 0.0054 | 0.0082 | 0.0109 | 0.0137 | 0.0164 | 0.0191 | 0.0219 | 0.0246 | 0.0274 | 0.0301 | 0.0301 | 0.0301 | 0.0301 | 0.0301 | 0.0301 | 0.0301 | 0.0301 | 0.0301 | 0.0301 | 0.0301 | 0.0301 | 0.0301 | 0.0301 | 0.0301 | 0.0301 | 0.0301 | 0.0301 | 0.0301 | 0.0301 | 0.0301 | 0.0301 | 0.0301 | 0.0301 | 0.0301 | 0.0301 | 0.0301 | 0.0301 | 0.0301 | 0.0301 | 0.0301 | 0.0301 | 0.0301 | 0.0301 | 0.0301 | 0.0301 | 0.0301 | 0.0301 | 0.0301 | 0.0301
52dA | Awareness campaign: community - Company - High+ | PRT_PRT_EF-WEF_ALL_ALL_awareness high+ | Retrofitting indoor water efficiency devices | Customer Options | N | Ofwat Core programme | PWSPRT | Ml/d | 2 | [6 empty] | 0.2887 | 0.5775 | 0.8663 | 1.1551 | 1.444 | 1.7327 | 2.0215 | 2.3103 | 2.5991 | 2.888 | 2.902 | 2.916 | 2.903 | 2.945 | 2.959 | 2.974 | 2.988 | 3.003 | 3.017 | 3.031 | 3.046 | 3.06 | 3.0751 | 3.0896 | 3.104 | 3.1185 | 3.133 | 3.1473 | 3.1617 | 3.1762 | 3.1906 | 3.2051 | 3.2195 | 3.234 | 3.2484 | 3.2628 | 3.2773 | 3.2197 | 3.3061 | 3.3206 | 3.335 | 3.3495 | 3.364 | 3.3783 | 3.3928 | 3.4072 | 3.4217 | 3.4361 | 3.4505 | 3.465
52dA | Multi- channel proactive coms - Company - High+ | PRT_PRT_EF-WEF_ALL_ALL_comms high+ | Retrofitting indoor water efficiency devices | Customer Options | N | Ofwat Core programme | PWSPRT | Ml/d | 2 | [6 empty] | 0.0604 | 0.1208 | 0.1813 | 0.2418 | 0.3023 | 0.3627 | 0.4233 | 0.4837 | 0.5442 | 0.6047 | 0.6652 | 0.7256 | 0.7256 | 0.7256 | 0.7256 | 0.7256 | 0.7256 | 0.7256 | 0.7256 | 0.7256 | 0.7256 | 0.7256 | 0.7256 | 0.7256 | 0.7256 | 0.7256 | 0.7256 | 0.7256 | 0.7256 | 0.7256 | 0.7256 | 0.7256 | 0.7256 | 0.7256 | 0.7256 | 0.7256 | 0.7256 | 0.7256 | 0.7256 | 0.7256 | 0.7256 | 0.7256 | 0.7256 | 0.7256 | 0.7256 | 0.7256 | 0.7256 | 0.7256 | 0.7256 | 0.7256
52dA | Education programme - Company - High+ | PRT_PRT_EF-WEF_ALL_ALL_education high+ | Household water audit | Customer Options | N | Ofwat Core programme | PWSPRT | Ml/d | 2 | [6 empty] | 0.0113 | 0.0226 | 0.034 | 0.0453 | 0.0566 | 0.068 | 0.0793 | 0.0906 | 0.102 | 0.1133 | 0.1246 | 0.136 | 0.1473 | 0.1577 | 0.17 | 0.1813 | 0.1927 | 0.2041 | 0.2145 | 0.2267 | 0.2381 | 0.2494 | 0.2607 | 0.2721 | 0.2834 | 0.2834 | 0.2834 | 0.2834 | 0.2834 | 0.2834 | 0.2834 | 0.2834 | 0.2834 | 0.2834 | 0.2834 | 0.2834 | 0.2834 | 0.2834 | 0.2834 | 0.2834 | 0.2834 | 0.2834 | 0.2834 | 0.2834 | 0.2834 | 0.2834 | 0.2834 | 0.2834 | 0.2834 | 0.2834
52dA | Retrofit Gadgets - Company - High+ | PRT_PRT_EF-WEF_ALL_ALL_gadgets high+ | Retrofitting indoor water efficiency devices | Customer Options | N | Ofwat Core programme | PWSPRT | Ml/d | 2 | [6 empty] | 0.0025 | 0.0052 | 0.0078 | 0.0105 | 0.0131 | 0.0157 | 0.0184 | 0.0211 | 0.0236 | 0.0263 | 0.029 | 0.0316 | 0.0342 | 0.0368 | 0.0395 | 0.0422 | 0.0447 | 0.0474 | 0.0501 | 0.0527 | 0.0553 | 0.058 | 0.0606 | 0.0633 | 0.066 | 0.0527 | 0.0553 | 0.058 | 0.0606 | 0.0633 | 0.066 | 0.0685 | 0.0712 | 0.0738 | 0.0765 | 0.0791 | 0.0817 | 0.0844 | 0.0871 | 0.0896 | 0.0923 | 0.095 | 0.0976 | 0.1002 | 0.1028 | 0.1055 | 0.1082 | 0.1107 | 0.1134 | 0.1161
52dA | Introduce innovative tariffs - Company - High+ | PRT_PRT_EF-WEF_ALL_ALL_innovative tariffs high+ | Retrofitting indoor water efficiency devices | Customer Options | N | Ofwat Core programme | PWSPRT | Ml/d | 2 | [6 empty] | 0 | 0 | 0 | 0 | 0 | 0 | 0 | 0 | 0 | 0 | 2.0133 | 2.0313 | 2.0485 | 2.0645 | 2.0794 | 2.0943 | 2.1091 | 2.1238 | 2.1385 | 2.153 | 2.1675 | 2.1819 | 2.1962 | 2.2104 | 2.2245 | 2.2386 | 2.2455 | 2.2519 | 2.2581 | 2.2641 | 2.2703 | 2.2764 | 2.2825 | 2.2884 | 2.2942 | 2.3001 | 2.3063 | 2.3125 | 2.319 | 2.3256 | 2.3325 | 2.3397 | 2.3468 | 2.3538 | 2.3609 | 2.3677 | 2.3746 | 2.3814 | 2.3882 | 2.3949
52dA | Leak Alarm - Company - High+ | PRT_PRT_EF-WEF_ALL_ALL_leak_alarm high+ | Retrofitting indoor water efficiency devices | Customer Options | N | Ofwat Core programme | PWSPRT | Ml/d | 2 | [6 empty] | 0.015 | 0.03 | 0.045 | 0.06 | 0.075 | 0.075 | 0.075 | 0.075 | 0.075 | 0.075 | 0.075 | 0.075 | 0.075 | 0.075 | 0.075 | 0.075 | 0.075 | 0.075 | 0.075 | 0.075 | 0.075 | 0.075 | 0.075 | 0.075 | 0.075 | 0.075 | 0.075 | 0.075 | 0.075 | 0.075 | 0.075 | 0.075 | 0.075 | 0.075 | 0.075 | 0.075 | 0.075 | 0.075 | 0.075 | 0.075 | 0.075 | 0.075 | 0.075 | 0.075 | 0.075 | 0.075 | 0.075 | 0.075 | 0.075 | 0.075
52dA | Metering CSL - Company - High+ | PRT_PRT_EF-WEF_ALL_ALL_meter csl high+ | Supply pipe repairs / replacement | Customer Options | N | Ofwat Core programme | PWSPRT | Ml/d | 2 | [6 empty] | 0 | 0.0875 | 0.7475 | 1.8696 | 3.4393 | 5.2717 | 7.0328 | 8.571 | 9.8887 | 10.0786 | 10.0786 | 10.0786 | 10.0786 | 10.0786 | 10.0786 | 10.0786 | 10.0786 | 10.0786 | 10.0786 | 10.0786 | 10.0786 | 10.0786 | 10.0786 | 10.0786 | 10.0786 | 10.0786 | 10.0786 | 10.0786 | 10.0786 | 10.0786 | 10.0786 | 10.0786 | 10.0786 | 10.0786 | 10.0786 | 10.0786 | 10.0786 | 10.0786 | 10.0786 | 10.0786 | 10.0786 | 10.0786 | 10.0786 | 10.0786 | 10.0786 | 10.0786 | 10.0786 | 10.0786 | 10.0786 | 10.0786
52dA | Community Reward (Waterfit platform) - Company - High+ | PRT_PRT_EF-WEF_ALL_ALL_reduce_consump high+ | Retrofitting indoor water efficiency devices | Customer Options | N | Ofwat Core programme | PWSPRT | Ml/d | 2 | [6 empty] | 0.044 | 0.088 | 0.132 | 0.176 | 0.22 | 0.264 | 0.308 | 0.352 | 0.396 | 0.44 | 0.484 | 0.528 | 0.572 | 0.616 | 0.66 | 0.704 | 0.748 | 0.792 | 0.836 | 0.88 | 0.924 | 0.968 | 1.012 | 1.056 | 1.1 | 1.1 | 1.1 | 1.1 | 1.1 | 1.1 | 1.1 | 1.1 | 1.1 | 1.1 | 1.1 | 1.1 | 1.1 | 1.1 | 1.1 | 1.1 | 1.1 | 1.1 | 1.1 | 1.1 | 1.1 | 1.1 | 1.1 | 1.1 | 1.1 | 1.1
52dA | Vulnerability - Company - High+ | PRT_PRT_EF-WEF_ALL_ALL_vulnerability high+ | Retrofitting indoor water efficiency devices | Customer Options | N | Ofwat Core programme | PWSPRT | Ml/d | 2 | [6 empty] | 0.0001 | 0.0003 | 0.0004 | 0.0006 | 0.0008 | 0.001 | 0.0012 | 0.0013 | 0.0015 | 0.0017 | 0.0018 | 0.0021 | 0.0023 | 0.0024 | 0.0026 | 0.0027 | 0.003 | 0.0032 | 0.0033 | 0.0035 | 0.0037 | 0.0038 | 0.0041 | 0.0042 | 0.0044 | 0.0044 | 0.0044 | 0.0044 | 0.0044 | 0.0044 | 0.0044 | 0.0044 | 0.0044 | 0.0044 | 0.0044 | 0.0044 | 0.0044 | 0.0044 | 0.0044 | 0.0044 | 0.0044 | 0.0044 | 0.0044 | 0.0044 | 0.0044 | 0.0044 | 0.0044 | 0.0044 | 0.0044 | 0.0044
52cA | Upgrade Source O Booster to 25Mld | PRT_PRT_HI-ROC_ALL_ALL_Source O booster | Trunk mains renewal/new | Distribution Options | N | Ofwat Core programme | PWSPRT | Ml/d | 2 | Gains in Water Available For Use / Savings in Demand under the selected programme (Ml/d) input as +ve 2033-34: 4.1; Gains in Water Available For Use / Savings in Demand under the selected programme (Ml/d) input as +ve 2034-35: 4.1; Gains in Water Available For Use / Savings in Demand under the selected programme (Ml/d) input as +ve 2035-36: 4.1; Gains in Water Available For Use / Savings in Demand under the selected programme (Ml/d) input as +ve 2036-37: 4.1; Gains in Water Available For Use / Savings in Demand under the selected programme (Ml/d) input as +ve 2037-38: 4.1; Gains in Water Available For Use / Savings in Demand under the selected programme (Ml/d) input as +ve 2038-39: 4.1; Gains in Water Available For Use / Savings in Demand under the selected programme (Ml/d) input as +ve 2039-40: 4.1; Gains in Water Available For Use / Savings in Demand under the selected programme (Ml/d) input as +ve 2040-41: 4.1; Gains in Water Available For Use / Savings in Demand under the selected programme (Ml/d) input as +ve 2041-42: 4.1; Gains in Water Available For Use / Savings in Demand under the selected programme (Ml/d) input as +ve 2042-43: 4.1; Gains in Water Available For Use / Savings in Demand under the selected programme (Ml/d) input as +ve 2043-44: 4.1; Gains in Water Available For Use / Savings in Demand under the selected programme (Ml/d) input as +ve 2044-45: 4.1; Gains in Water Available For Use / Savings in Demand under the selected programme (Ml/d) input as +ve 2045-46: 4.1; Gains in Water Available For Use / Savings in Demand under the selected programme (Ml/d) input as +ve 2046-47: 4.1; Gains in Water Available For Use / Savings in Demand under the selected programme (Ml/d) input as +ve 2047-48: 4.1; Gains in Water Available For Use / Savings in Demand under the selected programme (Ml/d) input as +ve 2048-49: 4.1; Gains in Water Available For Use / Savings in Demand under the selected programme (Ml/d) input as +ve 2049-50: 4.1; Gains in Water Available For Use / Savings in Demand under the selected programme (Ml/d) input as +ve 2050-51: 4.1; Gains in Water Available For Use / Savings in Demand under the selected programme (Ml/d) input as +ve 2051-52: 4.1; Gains in Water Available For Use / Savings in Demand under the selected programme (Ml/d) input as +ve 2052-53: 4.1; Gains in Water Available For Use / Savings in Demand under the selected programme (Ml/d) input as +ve 2053-54: 4.1; Gains in Water Available For Use / Savings in Demand under the selected programme (Ml/d) input as +ve 2054-55: 4.1; Gains in Water Available For Use / Savings in Demand under the selected programme (Ml/d) input as +ve 2055-56: 4.1; Gains in Water Available For Use / Savings in Demand under the selected programme (Ml/d) input as +ve 2056-57: 4.1; Gains in Water Available For Use / Savings in Demand under the selected programme (Ml/d) input as +ve 2057-58: 4.1; Gains in Water Available For Use / Savings in Demand under the selected programme (Ml/d) input as +ve 2058-59: 4.1; Gains in Water Available For Use / Savings in Demand under the selected programme (Ml/d) input as +ve 2059-60: 4.1; Gains in Water Available For Use / Savings in Demand under the selected programme (Ml/d) input as +ve 2060-61: 4.1; Gains in Water Available For Use / Savings in Demand under the selected programme (Ml/d) input as +ve 2061-62: 4.1; Gains in Water Available For Use / Savings in Demand under the selected programme (Ml/d) input as +ve 2062-63: 4.1; Gains in Water Available For Use / Savings in Demand under the selected programme (Ml/d) input as +ve 2063-64: 4.1; Gains in Water Available For Use / Savings in Demand under the selected programme (Ml/d) input as +ve 2064-65: 4.1; Gains in Water Available For Use / Savings in Demand under the selected programme (Ml/d) input as +ve 2065-66: 4.1; Gains in Water Available For Use / Savings in Demand under the selected programme (Ml/d) input as +ve 2066-67: 4.1; Gains in Water Available For Use / Savings in Demand under the selected programme (Ml/d) input as +ve 2067-68: 4.1; Gains in Water Available For Use / Savings in Demand under the selected programme (Ml/d) input as +ve 2068-69: 4.1; Gains in Water Available For Use / Savings in Demand under the selected programme (Ml/d) input as +ve 2069-70: 4.1; Gains in Water Available For Use / Savings in Demand under the selected programme (Ml/d) input as +ve 2070-71: 4.1; Gains in Water Available For Use / Savings in Demand under the selected programme (Ml/d) input as +ve 2071-72: 4.1; Gains in Water Available For Use / Savings in Demand under the selected programme (Ml/d) input as +ve 2072-73: 4.1; Gains in Water Available For Use / Savings in Demand under the selected programme (Ml/d) input as +ve 2073-74: 4.1; Gains in Water Available For Use / Savings in Demand under the selected programme (Ml/d) input as +ve 2074-75: 4.1
52cA | HT 20 Ml/d to Reservoir B via Works A: Phase 1 10Ml/d WTW | PRT_PRT_HI-ROC_NET_ALL_Works A to Reservoir B 20_p1 | Trunk mains renewal/new | Distribution Options | N | Ofwat Core programme | PWSPRT | Ml/d | 2 | Gains in Water Available For Use / Savings in Demand under the selected programme (Ml/d) input as +ve 2043-44: 0; Gains in Water Available For Use / Savings in Demand under the selected programme (Ml/d) input as +ve 2044-45: 0; Gains in Water Available For Use / Savings in Demand under the selected programme (Ml/d) input as +ve 2045-46: 0; Gains in Water Available For Use / Savings in Demand under the selected programme (Ml/d) input as +ve 2046-47: 0; Gains in Water Available For Use / Savings in Demand under the selected programme (Ml/d) input as +ve 2047-48: 0; Gains in Water Available For Use / Savings in Demand under the selected programme (Ml/d) input as +ve 2048-49: 0; Gains in Water Available For Use / Savings in Demand under the selected programme (Ml/d) input as +ve 2049-50: 0; Gains in Water Available For Use / Savings in Demand under the selected programme (Ml/d) input as +ve 2050-51: 0; Gains in Water Available For Use / Savings in Demand under the selected programme (Ml/d) input as +ve 2051-52: 0; Gains in Water Available For Use / Savings in Demand under the selected programme (Ml/d) input as +ve 2052-53: 0; Gains in Water Available For Use / Savings in Demand under the selected programme (Ml/d) input as +ve 2053-54: 0; Gains in Water Available For Use / Savings in Demand under the selected programme (Ml/d) input as +ve 2054-55: 0; Gains in Water Available For Use / Savings in Demand under the selected programme (Ml/d) input as +ve 2055-56: 0; Gains in Water Available For Use / Savings in Demand under the selected programme (Ml/d) input as +ve 2056-57: 0; Gains in Water Available For Use / Savings in Demand under the selected programme (Ml/d) input as +ve 2057-58: 0; Gains in Water Available For Use / Savings in Demand under the selected programme (Ml/d) input as +ve 2058-59: 0; Gains in Water Available For Use / Savings in Demand under the selected programme (Ml/d) input as +ve 2059-60: 0; Gains in Water Available For Use / Savings in Demand under the selected programme (Ml/d) input as +ve 2060-61: 0; Gains in Water Available For Use / Savings in Demand under the selected programme (Ml/d) input as +ve 2061-62: 0; Gains in Water Available For Use / Savings in Demand under the selected programme (Ml/d) input as +ve 2062-63: 0; Gains in Water Available For Use / Savings in Demand under the selected programme (Ml/d) input as +ve 2063-64: 0; Gains in Water Available For Use / Savings in Demand under the selected programme (Ml/d) input as +ve 2064-65: 0; Gains in Water Available For Use / Savings in Demand under the selected programme (Ml/d) input as +ve 2065-66: 0; Gains in Water Available For Use / Savings in Demand under the selected programme (Ml/d) input as +ve 2066-67: 0; Gains in Water Available For Use / Savings in Demand under the selected programme (Ml/d) input as +ve 2067-68: 0; Gains in Water Available For Use / Savings in Demand under the selected programme (Ml/d) input as +ve 2068-69: 0; Gains in Water Available For Use / Savings in Demand under the selected programme (Ml/d) input as +ve 2069-70: 0; Gains in Water Available For Use / Savings in Demand under the selected programme (Ml/d) input as +ve 2070-71: 0; Gains in Water Available For Use / Savings in Demand under the selected programme (Ml/d) input as +ve 2071-72: 0; Gains in Water Available For Use / Savings in Demand under the selected programme (Ml/d) input as +ve 2072-73: 0; Gains in Water Available For Use / Savings in Demand under the selected programme (Ml/d) input as +ve 2073-74: 0; Gains in Water Available For Use / Savings in Demand under the selected programme (Ml/d) input as +ve 2074-75: 0
52aA | Drought Permit: Source S (to 2041) | PRT_PRT_RE-DRP_ALL_ALL_Source S drought | Drought permits/orders | Resource Options | N | Ofwat Core programme | PWSPRT | Ml/d | 2 |  |  | 3.4 | 3.4 | 3.4 | 3.4 | 3.4 | 3.4 | 3.4 | 3.4 | 3.4 | 3.4 | 3.4 | 3.4 | 3.4 | 3.4 | 3.4 | 3.4 | 3.4 | 3.4 | 3.4 | 3.4 | 0 | 0 | 0 | 0 | 0 | 0 | 0 | 0 | 0 | 0 | 0 | 0 | 0 | 0 | 0 | 0 | 0 | 0 | 0 | 0 | 0 | 0 | 0 | 0 | 0 | 0 | 0 | 0 | 0 | 0 | 0 | 0 | 0 | 0
52dA | Non-essential use bans | PRT_PRT_RE-OTH_ALL_ALL_neubs | Drought - water use restrictions | Customer Options | N | Ofwat Core programme | PWSPRT | Ml/d | 2 |  |  | 5.3 | 5.3 | 5.3 | 5.3 | 5.3 | 5.3 | 5.3 | 5.3 | 5.3 | 5.3 | 5.3 | 5.3 | 5.3 | 5.3 | 5.3 | 5.3 | 5.3 | 5.3 | 5.3 | 5.3 | 5.3 | 5.3 | 5.3 | 5.3 | 5.3 | 5.3 | 5.3 | 5.3 | 5.3 | 5.3 | 5.3 | 5.3 | 5.3 | 5.3 | 5.3 | 5.3 | 5.3 | 5.3 | 5.3 | 5.3 | 5.3 | 5.3 | 5.3 | 5.3 | 5.3 | 5.3 | 5.3 | 5.3 | 5.3 | 5.3 | 5.3 | 5.3 | 5.3 | 5.3
52dA | Temporary use bans | PRT_PRT_RE-OTH_ALL_ALL_tubs | Drought - water use restrictions | Customer Options | N | Ofwat Core programme | PWSPRT | Ml/d | 2 |  |  | 13.5 | 13.5 | 13.5 | 13.5 | 13.5 | 13.5 | 13.5 | 13.5 | 13.5 | 13.5 | 13.5 | 13.5 | 13.5 | 13.5 | 13.5 | 13.5 | 13.5 | 13.5 | 13.5 | 13.5 | 13.5 | 13.5 | 13.5 | 13.5 | 13.5 | 13.5 | 13.5 | 13.5 | 13.5 | 13.5 | 13.5 | 13.5 | 13.5 | 13.5 | 13.5 | 13.5 | 13.5 | 13.5 | 13.5 | 13.5 | 13.5 | 13.5 | 13.5 | 13.5 | 13.5 | 13.5 | 13.5 | 13.5 | 13.5 | 13.5 | 13.5 | 13.5 | 13.5 | 13.5
52aA | SRN Pulborough WSW To Havant Thicket: 50Ml/d | PRT_PWE_HI-TFR_TWJ_ALL_SRN Pulborough WSW-havant r 50 | External raw water bulk supply/transfer | Resource Options | N | Ofwat Core programme | PWSPRT | Ml/d | 2 | Gains in Water Available For Use / Savings in Demand under the selected programme (Ml/d) input as +ve 2055-56: 0; Gains in Water Available For Use / Savings in Demand under the selected programme (Ml/d) input as +ve 2056-57: 0; Gains in Water Available For Use / Savings in Demand under the selected programme (Ml/d) input as +ve 2057-58: 0; Gains in Water Available For Use / Savings in Demand under the selected programme (Ml/d) input as +ve 2058-59: 0; Gains in Water Available For Use / Savings in Demand under the selected programme (Ml/d) input as +ve 2059-60: 0; Gains in Water Available For Use / Savings in Demand under the selected programme (Ml/d) input as +ve 2060-61: 0; Gains in Water Available For Use / Savings in Demand under the selected programme (Ml/d) input as +ve 2061-62: 0; Gains in Water Available For Use / Savings in Demand under the selected programme (Ml/d) input as +ve 2062-63: 0; Gains in Water Available For Use / Savings in Demand under the selected programme (Ml/d) input as +ve 2063-64: 0; Gains in Water Available For Use / Savings in Demand under the selected programme (Ml/d) input as +ve 2064-65: 0; Gains in Water Available For Use / Savings in Demand under the selected programme (Ml/d) input as +ve 2065-66: 0; Gains in Water Available For Use / Savings in Demand under the selected programme (Ml/d) input as +ve 2066-67: 0; Gains in Water Available For Use / Savings in Demand under the selected programme (Ml/d) input as +ve 2067-68: 0; Gains in Water Available For Use / Savings in Demand under the selected programme (Ml/d) input as +ve 2068-69: 0; Gains in Water Available For Use / Savings in Demand under the selected programme (Ml/d) input as +ve 2069-70: 0; Gains in Water Available For Use / Savings in Demand under the selected programme (Ml/d) input as +ve 2070-71: 0; Gains in Water Available For Use / Savings in Demand under the selected programme (Ml/d) input as +ve 2071-72: 0; Gains in Water Available For Use / Savings in Demand under the selected programme (Ml/d) input as +ve 2072-73: 0; Gains in Water Available For Use / Savings in Demand under the selected programme (Ml/d) input as +ve 2073-74: 0; Gains in Water Available For Use / Savings in Demand under the selected programme (Ml/d) input as +ve 2074-75: 0
52aA | SRN Pulborough WSW To Havant Thicket: 50Ml/d | PRT_PWE_HI-TFR_TWJ_ALL_SRN Pulborough WSW-havant r 50 | External raw water bulk supply/transfer | Resource Options | N | Ofwat Core programme | SWSSNT | Ml/d | 2 | Gains in Water Available For Use / Savings in Demand under the selected programme (Ml/d) input as +ve 2055-56: 0; Gains in Water Available For Use / Savings in Demand under the selected programme (Ml/d) input as +ve 2056-57: 0; Gains in Water Available For Use / Savings in Demand under the selected programme (Ml/d) input as +ve 2057-58: 0; Gains in Water Available For Use / Savings in Demand under the selected programme (Ml/d) input as +ve 2058-59: 0; Gains in Water Available For Use / Savings in Demand under the selected programme (Ml/d) input as +ve 2059-60: 0; Gains in Water Available For Use / Savings in Demand under the selected programme (Ml/d) input as +ve 2060-61: 0; Gains in Water Available For Use / Savings in Demand under the selected programme (Ml/d) input as +ve 2061-62: 0; Gains in Water Available For Use / Savings in Demand under the selected programme (Ml/d) input as +ve 2062-63: 0; Gains in Water Available For Use / Savings in Demand under the selected programme (Ml/d) input as +ve 2063-64: 0; Gains in Water Available For Use / Savings in Demand under the selected programme (Ml/d) input as +ve 2064-65: 0; Gains in Water Available For Use / Savings in Demand under the selected programme (Ml/d) input as +ve 2065-66: 0; Gains in Water Available For Use / Savings in Demand under the selected programme (Ml/d) input as +ve 2066-67: 0; Gains in Water Available For Use / Savings in Demand under the selected programme (Ml/d) input as +ve 2067-68: 0; Gains in Water Available For Use / Savings in Demand under the selected programme (Ml/d) input as +ve 2068-69: 0; Gains in Water Available For Use / Savings in Demand under the selected programme (Ml/d) input as +ve 2069-70: 0; Gains in Water Available For Use / Savings in Demand under the selected programme (Ml/d) input as +ve 2070-71: 0; Gains in Water Available For Use / Savings in Demand under the selected programme (Ml/d) input as +ve 2071-72: 0; Gains in Water Available For Use / Savings in Demand under the selected programme (Ml/d) input as +ve 2072-73: 0; Gains in Water Available For Use / Savings in Demand under the selected programme (Ml/d) input as +ve 2073-74: 0; Gains in Water Available For Use / Savings in Demand under the selected programme (Ml/d) input as +ve 2074-75: 0
52cA | SRN Otterbourne WSW to Source A | PRT_SRN Otterbourne WSW-Source A p | External potable bulk supply/transfer | Distribution Options | N | Ofwat Core programme | PWSPRT | Ml/d | 2 | Gains in Water Available For Use / Savings in Demand under the selected programme (Ml/d) input as +ve 2062-63: 16.011; Gains in Water Available For Use / Savings in Demand under the selected programme (Ml/d) input as +ve 2063-64: 16.2282; Gains in Water Available For Use / Savings in Demand under the selected programme (Ml/d) input as +ve 2064-65: 16.1548; Gains in Water Available For Use / Savings in Demand under the selected programme (Ml/d) input as +ve 2065-66: 16.4541; Gains in Water Available For Use / Savings in Demand under the selected programme (Ml/d) input as +ve 2066-67: 16.4513; Gains in Water Available For Use / Savings in Demand under the selected programme (Ml/d) input as +ve 2067-68: 16.7743; Gains in Water Available For Use / Savings in Demand under the selected programme (Ml/d) input as +ve 2068-69: 17.0895; Gains in Water Available For Use / Savings in Demand under the selected programme (Ml/d) input as +ve 2069-70: 16.9912; Gains in Water Available For Use / Savings in Demand under the selected programme (Ml/d) input as +ve 2070-71: 16.7864; Gains in Water Available For Use / Savings in Demand under the selected programme (Ml/d) input as +ve 2071-72: 16.5767; Gains in Water Available For Use / Savings in Demand under the selected programme (Ml/d) input as +ve 2072-73: 16.3589; Gains in Water Available For Use / Savings in Demand under the selected programme (Ml/d) input as +ve 2073-74: 16.2437; Gains in Water Available For Use / Savings in Demand under the selected programme (Ml/d) input as +ve 2074-75: 17.3694
52cA | SRN Otterbourne WSW to Source A | PRT_SRN Otterbourne WSW-Source A p | External potable bulk supply/transfer | Distribution Options | N | Ofwat Core programme | SWSHSE | Ml/d | 2 | Gains in Water Available For Use / Savings in Demand under the selected programme (Ml/d) input as +ve 2062-63: -16.011; Gains in Water Available For Use / Savings in Demand under the selected programme (Ml/d) input as +ve 2063-64: -16.2282; Gains in Water Available For Use / Savings in Demand under the selected programme (Ml/d) input as +ve 2064-65: -16.1548; Gains in Water Available For Use / Savings in Demand under the selected programme (Ml/d) input as +ve 2065-66: -16.4541; Gains in Water Available For Use / Savings in Demand under the selected programme (Ml/d) input as +ve 2066-67: -16.4513; Gains in Water Available For Use / Savings in Demand under the selected programme (Ml/d) input as +ve 2067-68: -16.7743; Gains in Water Available For Use / Savings in Demand under the selected programme (Ml/d) input as +ve 2068-69: -17.0895; Gains in Water Available For Use / Savings in Demand under the selected programme (Ml/d) input as +ve 2069-70: -16.9912; Gains in Water Available For Use / Savings in Demand under the selected programme (Ml/d) input as +ve 2070-71: -16.7864; Gains in Water Available For Use / Savings in Demand under the selected programme (Ml/d) input as +ve 2071-72: -16.5767; Gains in Water Available For Use / Savings in Demand under the selected programme (Ml/d) input as +ve 2072-73: -16.3589; Gains in Water Available For Use / Savings in Demand under the selected programme (Ml/d) input as +ve 2073-74: -16.2437; Gains in Water Available For Use / Savings in Demand under the selected programme (Ml/d) input as +ve 2074-75: -17.3694
52cA | Bulk import (HSE): Reading to Otterbourne - raw (200Ml/d) (25 Ml/d Phase 1) | SWS_HSE_EF-TFR_REP_ALL_pwc2_res2 | External potable bulk supply/transfer | Distribution Options | N | Ofwat Core programme | PWSPRT | Ml/d | 2 | Gains in Water Available For Use / Savings in Demand under the selected programme (Ml/d) input as +ve 2040-41: 0; Gains in Water Available For Use / Savings in Demand under the selected programme (Ml/d) input as +ve 2041-42: 0; Gains in Water Available For Use / Savings in Demand under the selected programme (Ml/d) input as +ve 2042-43: 0; Gains in Water Available For Use / Savings in Demand under the selected programme (Ml/d) input as +ve 2043-44: 0; Gains in Water Available For Use / Savings in Demand under the selected programme (Ml/d) input as +ve 2044-45: 0; Gains in Water Available For Use / Savings in Demand under the selected programme (Ml/d) input as +ve 2045-46: 0; Gains in Water Available For Use / Savings in Demand under the selected programme (Ml/d) input as +ve 2046-47: 0; Gains in Water Available For Use / Savings in Demand under the selected programme (Ml/d) input as +ve 2047-48: 0; Gains in Water Available For Use / Savings in Demand under the selected programme (Ml/d) input as +ve 2048-49: 0; Gains in Water Available For Use / Savings in Demand under the selected programme (Ml/d) input as +ve 2049-50: 0; Gains in Water Available For Use / Savings in Demand under the selected programme (Ml/d) input as +ve 2050-51: 0; Gains in Water Available For Use / Savings in Demand under the selected programme (Ml/d) input as +ve 2051-52: 0; Gains in Water Available For Use / Savings in Demand under the selected programme (Ml/d) input as +ve 2052-53: 0; Gains in Water Available For Use / Savings in Demand under the selected programme (Ml/d) input as +ve 2053-54: 0; Gains in Water Available For Use / Savings in Demand under the selected programme (Ml/d) input as +ve 2054-55: 0; Gains in Water Available For Use / Savings in Demand under the selected programme (Ml/d) input as +ve 2055-56: 0; Gains in Water Available For Use / Savings in Demand under the selected programme (Ml/d) input as +ve 2056-57: 0; Gains in Water Available For Use / Savings in Demand under the selected programme (Ml/d) input as +ve 2057-58: 0; Gains in Water Available For Use / Savings in Demand under the selected programme (Ml/d) input as +ve 2058-59: 0; Gains in Water Available For Use / Savings in Demand under the selected programme (Ml/d) input as +ve 2059-60: 0; Gains in Water Available For Use / Savings in Demand under the selected programme (Ml/d) input as +ve 2060-61: 0; Gains in Water Available For Use / Savings in Demand under the selected programme (Ml/d) input as +ve 2061-62: 0; Gains in Water Available For Use / Savings in Demand under the selected programme (Ml/d) input as +ve 2062-63: 0; Gains in Water Available For Use / Savings in Demand under the selected programme (Ml/d) input as +ve 2063-64: 0; Gains in Water Available For Use / Savings in Demand under the selected programme (Ml/d) input as +ve 2064-65: 0; Gains in Water Available For Use / Savings in Demand under the selected programme (Ml/d) input as +ve 2065-66: 0; Gains in Water Available For Use / Savings in Demand under the selected programme (Ml/d) input as +ve 2066-67: 0; Gains in Water Available For Use / Savings in Demand under the selected programme (Ml/d) input as +ve 2067-68: 0; Gains in Water Available For Use / Savings in Demand under the selected programme (Ml/d) input as +ve 2068-69: 0; Gains in Water Available For Use / Savings in Demand under the selected programme (Ml/d) input as +ve 2069-70: 0; Gains in Water Available For Use / Savings in Demand under the selected programme (Ml/d) input as +ve 2070-71: 0; Gains in Water Available For Use / Savings in Demand under the selected programme (Ml/d) input as +ve 2071-72: 0; Gains in Water Available For Use / Savings in Demand under the selected programme (Ml/d) input as +ve 2072-73: 0; Gains in Water Available For Use / Savings in Demand under the selected programme (Ml/d) input as +ve 2073-74: 0; Gains in Water Available For Use / Savings in Demand under the selected programme (Ml/d) input as +ve 2074-75: 0
52cA | Bulk import (HSE): Reading to Otterbourne - raw (200Ml/d) (25 Ml/d Phase 1) | SWS_HSE_EF-TFR_REP_ALL_pwc2_res2 | External potable bulk supply/transfer | Distribution Options | N | Ofwat Core programme | SWSHSE | Ml/d | 2 | Gains in Water Available For Use / Savings in Demand under the selected programme (Ml/d) input as +ve 2040-41: 0; Gains in Water Available For Use / Savings in Demand under the selected programme (Ml/d) input as +ve 2041-42: 0; Gains in Water Available For Use / Savings in Demand under the selected programme (Ml/d) input as +ve 2042-43: 0; Gains in Water Available For Use / Savings in Demand under the selected programme (Ml/d) input as +ve 2043-44: 0; Gains in Water Available For Use / Savings in Demand under the selected programme (Ml/d) input as +ve 2044-45: 0; Gains in Water Available For Use / Savings in Demand under the selected programme (Ml/d) input as +ve 2045-46: 0; Gains in Water Available For Use / Savings in Demand under the selected programme (Ml/d) input as +ve 2046-47: 0; Gains in Water Available For Use / Savings in Demand under the selected programme (Ml/d) input as +ve 2047-48: 0; Gains in Water Available For Use / Savings in Demand under the selected programme (Ml/d) input as +ve 2048-49: 0; Gains in Water Available For Use / Savings in Demand under the selected programme (Ml/d) input as +ve 2049-50: 0; Gains in Water Available For Use / Savings in Demand under the selected programme (Ml/d) input as +ve 2050-51: 0; Gains in Water Available For Use / Savings in Demand under the selected programme (Ml/d) input as +ve 2051-52: 0; Gains in Water Available For Use / Savings in Demand under the selected programme (Ml/d) input as +ve 2052-53: 0; Gains in Water Available For Use / Savings in Demand under the selected programme (Ml/d) input as +ve 2053-54: 0; Gains in Water Available For Use / Savings in Demand under the selected programme (Ml/d) input as +ve 2054-55: 0; Gains in Water Available For Use / Savings in Demand under the selected programme (Ml/d) input as +ve 2055-56: 0; Gains in Water Available For Use / Savings in Demand under the selected programme (Ml/d) input as +ve 2056-57: 0; Gains in Water Available For Use / Savings in Demand under the selected programme (Ml/d) input as +ve 2057-58: 0; Gains in Water Available For Use / Savings in Demand under the selected programme (Ml/d) input as +ve 2058-59: 0; Gains in Water Available For Use / Savings in Demand under the selected programme (Ml/d) input as +ve 2059-60: 0; Gains in Water Available For Use / Savings in Demand under the selected programme (Ml/d) input as +ve 2060-61: 0; Gains in Water Available For Use / Savings in Demand under the selected programme (Ml/d) input as +ve 2061-62: 0; Gains in Water Available For Use / Savings in Demand under the selected programme (Ml/d) input as +ve 2062-63: 0; Gains in Water Available For Use / Savings in Demand under the selected programme (Ml/d) input as +ve 2063-64: 0; Gains in Water Available For Use / Savings in Demand under the selected programme (Ml/d) input as +ve 2064-65: 0; Gains in Water Available For Use / Savings in Demand under the selected programme (Ml/d) input as +ve 2065-66: 0; Gains in Water Available For Use / Savings in Demand under the selected programme (Ml/d) input as +ve 2066-67: 0; Gains in Water Available For Use / Savings in Demand under the selected programme (Ml/d) input as +ve 2067-68: 0; Gains in Water Available For Use / Savings in Demand under the selected programme (Ml/d) input as +ve 2068-69: 0; Gains in Water Available For Use / Savings in Demand under the selected programme (Ml/d) input as +ve 2069-70: 0; Gains in Water Available For Use / Savings in Demand under the selected programme (Ml/d) input as +ve 2070-71: 0; Gains in Water Available For Use / Savings in Demand under the selected programme (Ml/d) input as +ve 2071-72: 0; Gains in Water Available For Use / Savings in Demand under the selected programme (Ml/d) input as +ve 2072-73: 0; Gains in Water Available For Use / Savings in Demand under the selected programme (Ml/d) input as +ve 2073-74: 0; Gains in Water Available For Use / Savings in Demand under the selected programme (Ml/d) input as +ve 2074-75: 0
52aA | Bulk import (HSE): Havant Thicket Reservoir to Otterbourne WSW pipeline - first section (90Ml/d) | SWS_HTE_HI-TFR_PWE_CNO_ht-ott mm 90 | External raw water bulk supply/transfer | Resource Options | N | Ofwat Core programme | SWSHSE | Ml/d | 2 | Gains in Water Available For Use / Savings in Demand under the selected programme (Ml/d) input as +ve 2034-35: 20; Gains in Water Available For Use / Savings in Demand under the selected programme (Ml/d) input as +ve 2035-36: 20; Gains in Water Available For Use / Savings in Demand under the selected programme (Ml/d) input as +ve 2036-37: 20; Gains in Water Available For Use / Savings in Demand under the selected programme (Ml/d) input as +ve 2037-38: 20; Gains in Water Available For Use / Savings in Demand under the selected programme (Ml/d) input as +ve 2038-39: 20; Gains in Water Available For Use / Savings in Demand under the selected programme (Ml/d) input as +ve 2039-40: 20; Gains in Water Available For Use / Savings in Demand under the selected programme (Ml/d) input as +ve 2040-41: 20; Gains in Water Available For Use / Savings in Demand under the selected programme (Ml/d) input as +ve 2041-42: 20; Gains in Water Available For Use / Savings in Demand under the selected programme (Ml/d) input as +ve 2042-43: 20; Gains in Water Available For Use / Savings in Demand under the selected programme (Ml/d) input as +ve 2043-44: 20; Gains in Water Available For Use / Savings in Demand under the selected programme (Ml/d) input as +ve 2044-45: 20; Gains in Water Available For Use / Savings in Demand under the selected programme (Ml/d) input as +ve 2045-46: 20; Gains in Water Available For Use / Savings in Demand under the selected programme (Ml/d) input as +ve 2046-47: 20; Gains in Water Available For Use / Savings in Demand under the selected programme (Ml/d) input as +ve 2047-48: 20; Gains in Water Available For Use / Savings in Demand under the selected programme (Ml/d) input as +ve 2048-49: 20; Gains in Water Available For Use / Savings in Demand under the selected programme (Ml/d) input as +ve 2049-50: 20; Gains in Water Available For Use / Savings in Demand under the selected programme (Ml/d) input as +ve 2050-51: 20; Gains in Water Available For Use / Savings in Demand under the selected programme (Ml/d) input as +ve 2051-52: 20; Gains in Water Available For Use / Savings in Demand under the selected programme (Ml/d) input as +ve 2052-53: 20; Gains in Water Available For Use / Savings in Demand under the selected programme (Ml/d) input as +ve 2053-54: 20; Gains in Water Available For Use / Savings in Demand under the selected programme (Ml/d) input as +ve 2054-55: 20; Gains in Water Available For Use / Savings in Demand under the selected programme (Ml/d) input as +ve 2055-56: 20; Gains in Water Available For Use / Savings in Demand under the selected programme (Ml/d) input as +ve 2056-57: 20; Gains in Water Available For Use / Savings in Demand under the selected programme (Ml/d) input as +ve 2057-58: 20; Gains in Water Available For Use / Savings in Demand under the selected programme (Ml/d) input as +ve 2058-59: 20; Gains in Water Available For Use / Savings in Demand under the selected programme (Ml/d) input as +ve 2059-60: 20; Gains in Water Available For Use / Savings in Demand under the selected programme (Ml/d) input as +ve 2060-61: 20; Gains in Water Available For Use / Savings in Demand under the selected programme (Ml/d) input as +ve 2061-62: 20; Gains in Water Available For Use / Savings in Demand under the selected programme (Ml/d) input as +ve 2062-63: 20; Gains in Water Available For Use / Savings in Demand under the selected programme (Ml/d) input as +ve 2063-64: 20; Gains in Water Available For Use / Savings in Demand under the selected programme (Ml/d) input as +ve 2064-65: 20; Gains in Water Available For Use / Savings in Demand under the selected programme (Ml/d) input as +ve 2065-66: 20; Gains in Water Available For Use / Savings in Demand under the selected programme (Ml/d) input as +ve 2066-67: 20; Gains in Water Available For Use / Savings in Demand under the selected programme (Ml/d) input as +ve 2067-68: 20; Gains in Water Available For Use / Savings in Demand under the selected programme (Ml/d) input as +ve 2068-69: 20; Gains in Water Available For Use / Savings in Demand under the selected programme (Ml/d) input as +ve 2069-70: 20; Gains in Water Available For Use / Savings in Demand under the selected programme (Ml/d) input as +ve 2070-71: 20; Gains in Water Available For Use / Savings in Demand under the selected programme (Ml/d) input as +ve 2071-72: 20; Gains in Water Available For Use / Savings in Demand under the selected programme (Ml/d) input as +ve 2072-73: 20; Gains in Water Available For Use / Savings in Demand under the selected programme (Ml/d) input as +ve 2073-74: 20; Gains in Water Available For Use / Savings in Demand under the selected programme (Ml/d) input as +ve 2074-75: 20
52aA | Bulk import (HSE): Havant Thicket Reservoir to Otterbourne WSW pipeline - first section (90Ml/d) | SWS_HTE_HI-TFR_PWE_CNO_ht-ott mm 90 | External raw water bulk supply/transfer | Resource Options | N | Ofwat Core programme | PWSPRT | Ml/d | 2 | Gains in Water Available For Use / Savings in Demand under the selected programme (Ml/d) input as +ve 2034-35: -20; Gains in Water Available For Use / Savings in Demand under the selected programme (Ml/d) input as +ve 2035-36: -20; Gains in Water Available For Use / Savings in Demand under the selected programme (Ml/d) input as +ve 2036-37: -20; Gains in Water Available For Use / Savings in Demand under the selected programme (Ml/d) input as +ve 2037-38: -20; Gains in Water Available For Use / Savings in Demand under the selected programme (Ml/d) input as +ve 2038-39: -20; Gains in Water Available For Use / Savings in Demand under the selected programme (Ml/d) input as +ve 2039-40: -20; Gains in Water Available For Use / Savings in Demand under the selected programme (Ml/d) input as +ve 2040-41: -20; Gains in Water Available For Use / Savings in Demand under the selected programme (Ml/d) input as +ve 2041-42: -20; Gains in Water Available For Use / Savings in Demand under the selected programme (Ml/d) input as +ve 2042-43: -20; Gains in Water Available For Use / Savings in Demand under the selected programme (Ml/d) input as +ve 2043-44: -20; Gains in Water Available For Use / Savings in Demand under the selected programme (Ml/d) input as +ve 2044-45: -20; Gains in Water Available For Use / Savings in Demand under the selected programme (Ml/d) input as +ve 2045-46: -20; Gains in Water Available For Use / Savings in Demand under the selected programme (Ml/d) input as +ve 2046-47: -20; Gains in Water Available For Use / Savings in Demand under the selected programme (Ml/d) input as +ve 2047-48: -20; Gains in Water Available For Use / Savings in Demand under the selected programme (Ml/d) input as +ve 2048-49: -20; Gains in Water Available For Use / Savings in Demand under the selected programme (Ml/d) input as +ve 2049-50: -20; Gains in Water Available For Use / Savings in Demand under the selected programme (Ml/d) input as +ve 2050-51: -20; Gains in Water Available For Use / Savings in Demand under the selected programme (Ml/d) input as +ve 2051-52: -20; Gains in Water Available For Use / Savings in Demand under the selected programme (Ml/d) input as +ve 2052-53: -20; Gains in Water Available For Use / Savings in Demand under the selected programme (Ml/d) input as +ve 2053-54: -20; Gains in Water Available For Use / Savings in Demand under the selected programme (Ml/d) input as +ve 2054-55: -20; Gains in Water Available For Use / Savings in Demand under the selected programme (Ml/d) input as +ve 2055-56: -20; Gains in Water Available For Use / Savings in Demand under the selected programme (Ml/d) input as +ve 2056-57: -20; Gains in Water Available For Use / Savings in Demand under the selected programme (Ml/d) input as +ve 2057-58: -20; Gains in Water Available For Use / Savings in Demand under the selected programme (Ml/d) input as +ve 2058-59: -20; Gains in Water Available For Use / Savings in Demand under the selected programme (Ml/d) input as +ve 2059-60: -20; Gains in Water Available For Use / Savings in Demand under the selected programme (Ml/d) input as +ve 2060-61: -20; Gains in Water Available For Use / Savings in Demand under the selected programme (Ml/d) input as +ve 2061-62: -20; Gains in Water Available For Use / Savings in Demand under the selected programme (Ml/d) input as +ve 2062-63: -20; Gains in Water Available For Use / Savings in Demand under the selected programme (Ml/d) input as +ve 2063-64: -20; Gains in Water Available For Use / Savings in Demand under the selected programme (Ml/d) input as +ve 2064-65: -20; Gains in Water Available For Use / Savings in Demand under the selected programme (Ml/d) input as +ve 2065-66: -20; Gains in Water Available For Use / Savings in Demand under the selected programme (Ml/d) input as +ve 2066-67: -20; Gains in Water Available For Use / Savings in Demand under the selected programme (Ml/d) input as +ve 2067-68: -20; Gains in Water Available For Use / Savings in Demand under the selected programme (Ml/d) input as +ve 2068-69: -20; Gains in Water Available For Use / Savings in Demand under the selected programme (Ml/d) input as +ve 2069-70: -20; Gains in Water Available For Use / Savings in Demand under the selected programme (Ml/d) input as +ve 2070-71: -20; Gains in Water Available For Use / Savings in Demand under the selected programme (Ml/d) input as +ve 2071-72: -20; Gains in Water Available For Use / Savings in Demand under the selected programme (Ml/d) input as +ve 2072-73: -20; Gains in Water Available For Use / Savings in Demand under the selected programme (Ml/d) input as +ve 2073-74: -20; Gains in Water Available For Use / Savings in Demand under the selected programme (Ml/d) input as +ve 2074-75: -20
52aA | Recycling (HSE): Recharge of Havant Thicket from recycled water from Budds Farm (60Ml/d) | SWS_PWE_HI-REU_RE1_CNO_60toht v0.1 | Water reuse | Resource Options | N | Ofwat Core programme | PWSPRT | Ml/d | 2 | Gains in Water Available For Use / Savings in Demand under the selected programme (Ml/d) input as +ve 2034-35: 20; Gains in Water Available For Use / Savings in Demand under the selected programme (Ml/d) input as +ve 2035-36: 20; Gains in Water Available For Use / Savings in Demand under the selected programme (Ml/d) input as +ve 2036-37: 20; Gains in Water Available For Use / Savings in Demand under the selected programme (Ml/d) input as +ve 2037-38: 20; Gains in Water Available For Use / Savings in Demand under the selected programme (Ml/d) input as +ve 2038-39: 20; Gains in Water Available For Use / Savings in Demand under the selected programme (Ml/d) input as +ve 2039-40: 20; Gains in Water Available For Use / Savings in Demand under the selected programme (Ml/d) input as +ve 2040-41: 20; Gains in Water Available For Use / Savings in Demand under the selected programme (Ml/d) input as +ve 2041-42: 60; Gains in Water Available For Use / Savings in Demand under the selected programme (Ml/d) input as +ve 2042-43: 60; Gains in Water Available For Use / Savings in Demand under the selected programme (Ml/d) input as +ve 2043-44: 60; Gains in Water Available For Use / Savings in Demand under the selected programme (Ml/d) input as +ve 2044-45: 60; Gains in Water Available For Use / Savings in Demand under the selected programme (Ml/d) input as +ve 2045-46: 60; Gains in Water Available For Use / Savings in Demand under the selected programme (Ml/d) input as +ve 2046-47: 60; Gains in Water Available For Use / Savings in Demand under the selected programme (Ml/d) input as +ve 2047-48: 60; Gains in Water Available For Use / Savings in Demand under the selected programme (Ml/d) input as +ve 2048-49: 60; Gains in Water Available For Use / Savings in Demand under the selected programme (Ml/d) input as +ve 2049-50: 60; Gains in Water Available For Use / Savings in Demand under the selected programme (Ml/d) input as +ve 2050-51: 60; Gains in Water Available For Use / Savings in Demand under the selected programme (Ml/d) input as +ve 2051-52: 60; Gains in Water Available For Use / Savings in Demand under the selected programme (Ml/d) input as +ve 2052-53: 60; Gains in Water Available For Use / Savings in Demand under the selected programme (Ml/d) input as +ve 2053-54: 60; Gains in Water Available For Use / Savings in Demand under the selected programme (Ml/d) input as +ve 2054-55: 60; Gains in Water Available For Use / Savings in Demand under the selected programme (Ml/d) input as +ve 2055-56: 60; Gains in Water Available For Use / Savings in Demand under the selected programme (Ml/d) input as +ve 2056-57: 60; Gains in Water Available For Use / Savings in Demand under the selected programme (Ml/d) input as +ve 2057-58: 60; Gains in Water Available For Use / Savings in Demand under the selected programme (Ml/d) input as +ve 2058-59: 60; Gains in Water Available For Use / Savings in Demand under the selected programme (Ml/d) input as +ve 2059-60: 60; Gains in Water Available For Use / Savings in Demand under the selected programme (Ml/d) input as +ve 2060-61: 60; Gains in Water Available For Use / Savings in Demand under the selected programme (Ml/d) input as +ve 2061-62: 60; Gains in Water Available For Use / Savings in Demand under the selected programme (Ml/d) input as +ve 2062-63: 60; Gains in Water Available For Use / Savings in Demand under the selected programme (Ml/d) input as +ve 2063-64: 60; Gains in Water Available For Use / Savings in Demand under the selected programme (Ml/d) input as +ve 2064-65: 60; Gains in Water Available For Use / Savings in Demand under the selected programme (Ml/d) input as +ve 2065-66: 60; Gains in Water Available For Use / Savings in Demand under the selected programme (Ml/d) input as +ve 2066-67: 60; Gains in Water Available For Use / Savings in Demand under the selected programme (Ml/d) input as +ve 2067-68: 60; Gains in Water Available For Use / Savings in Demand under the selected programme (Ml/d) input as +ve 2068-69: 60; Gains in Water Available For Use / Savings in Demand under the selected programme (Ml/d) input as +ve 2069-70: 60; Gains in Water Available For Use / Savings in Demand under the selected programme (Ml/d) input as +ve 2070-71: 60; Gains in Water Available For Use / Savings in Demand under the selected programme (Ml/d) input as +ve 2071-72: 60; Gains in Water Available For Use / Savings in Demand under the selected programme (Ml/d) input as +ve 2072-73: 60; Gains in Water Available For Use / Savings in Demand under the selected programme (Ml/d) input as +ve 2073-74: 60; Gains in Water Available For Use / Savings in Demand under the selected programme (Ml/d) input as +ve 2074-75: 60
52aA | Bulk export (SNZ): Pulborough to Havant Thicket Reservoir (20Ml/d) | SWS_SNZ_HI-TFR_PWE_ALL_havant -hardha r 20 | External raw water bulk supply/transfer | Resource Options | N | Ofwat Core programme | PWSPRT | Ml/d | 2 | Gains in Water Available For Use / Savings in Demand under the selected programme (Ml/d) input as +ve 2041-42: -0.98583; Gains in Water Available For Use / Savings in Demand under the selected programme (Ml/d) input as +ve 2042-43: -0.50007; Gains in Water Available For Use / Savings in Demand under the selected programme (Ml/d) input as +ve 2043-44: 0; Gains in Water Available For Use / Savings in Demand under the selected programme (Ml/d) input as +ve 2044-45: 0; Gains in Water Available For Use / Savings in Demand under the selected programme (Ml/d) input as +ve 2045-46: 0; Gains in Water Available For Use / Savings in Demand under the selected programme (Ml/d) input as +ve 2046-47: 0; Gains in Water Available For Use / Savings in Demand under the selected programme (Ml/d) input as +ve 2047-48: 0; Gains in Water Available For Use / Savings in Demand under the selected programme (Ml/d) input as +ve 2048-49: 0; Gains in Water Available For Use / Savings in Demand under the selected programme (Ml/d) input as +ve 2049-50: -0.86719; Gains in Water Available For Use / Savings in Demand under the selected programme (Ml/d) input as +ve 2050-51: 0; Gains in Water Available For Use / Savings in Demand under the selected programme (Ml/d) input as +ve 2051-52: 0; Gains in Water Available For Use / Savings in Demand under the selected programme (Ml/d) input as +ve 2052-53: 0; Gains in Water Available For Use / Savings in Demand under the selected programme (Ml/d) input as +ve 2053-54: 0; Gains in Water Available For Use / Savings in Demand under the selected programme (Ml/d) input as +ve 2054-55: 0; Gains in Water Available For Use / Savings in Demand under the selected programme (Ml/d) input as +ve 2055-56: 0; Gains in Water Available For Use / Savings in Demand under the selected programme (Ml/d) input as +ve 2056-57: -10; Gains in Water Available For Use / Savings in Demand under the selected programme (Ml/d) input as +ve 2057-58: -10; Gains in Water Available For Use / Savings in Demand under the selected programme (Ml/d) input as +ve 2058-59: -10; Gains in Water Available For Use / Savings in Demand under the selected programme (Ml/d) input as +ve 2059-60: 0; Gains in Water Available For Use / Savings in Demand under the selected programme (Ml/d) input as +ve 2060-61: -10; Gains in Water Available For Use / Savings in Demand under the selected programme (Ml/d) input as +ve 2061-62: 0; Gains in Water Available For Use / Savings in Demand under the selected programme (Ml/d) input as +ve 2062-63: -10; Gains in Water Available For Use / Savings in Demand under the selected programme (Ml/d) input as +ve 2063-64: -10; Gains in Water Available For Use / Savings in Demand under the selected programme (Ml/d) input as +ve 2064-65: -4.7374; Gains in Water Available For Use / Savings in Demand under the selected programme (Ml/d) input as +ve 2065-66: -10; Gains in Water Available For Use / Savings in Demand under the selected programme (Ml/d) input as +ve 2066-67: -3.739; Gains in Water Available For Use / Savings in Demand under the selected programme (Ml/d) input as +ve 2067-68: -4.0673; Gains in Water Available For Use / Savings in Demand under the selected programme (Ml/d) input as +ve 2068-69: -3.8527; Gains in Water Available For Use / Savings in Demand under the selected programme (Ml/d) input as +ve 2069-70: -2.8733; Gains in Water Available For Use / Savings in Demand under the selected programme (Ml/d) input as +ve 2070-71: -1.9647; Gains in Water Available For Use / Savings in Demand under the selected programme (Ml/d) input as +ve 2071-72: -10; Gains in Water Available For Use / Savings in Demand under the selected programme (Ml/d) input as +ve 2072-73: -10; Gains in Water Available For Use / Savings in Demand under the selected programme (Ml/d) input as +ve 2073-74: -10; Gains in Water Available For Use / Savings in Demand under the selected programme (Ml/d) input as +ve 2074-75: -10
52aA | Bulk export (SNZ): Pulborough to Havant Thicket Reservoir (20Ml/d) | SWS_SNZ_HI-TFR_PWE_ALL_havant -hardha r 20 | External raw water bulk supply/transfer | Resource Options | N | Ofwat Core programme | PWSPRT | Ml/d | 2 | Gains in Water Available For Use / Savings in Demand under the selected programme (Ml/d) input as +ve 2041-42: -19.0142; Gains in Water Available For Use / Savings in Demand under the selected programme (Ml/d) input as +ve 2042-43: -19.4999; Gains in Water Available For Use / Savings in Demand under the selected programme (Ml/d) input as +ve 2043-44: -20; Gains in Water Available For Use / Savings in Demand under the selected programme (Ml/d) input as +ve 2044-45: -20; Gains in Water Available For Use / Savings in Demand under the selected programme (Ml/d) input as +ve 2045-46: -20; Gains in Water Available For Use / Savings in Demand under the selected programme (Ml/d) input as +ve 2046-47: -20; Gains in Water Available For Use / Savings in Demand under the selected programme (Ml/d) input as +ve 2047-48: -20; Gains in Water Available For Use / Savings in Demand under the selected programme (Ml/d) input as +ve 2048-49: -20; Gains in Water Available For Use / Savings in Demand under the selected programme (Ml/d) input as +ve 2049-50: -19.1328; Gains in Water Available For Use / Savings in Demand under the selected programme (Ml/d) input as +ve 2050-51: -20; Gains in Water Available For Use / Savings in Demand under the selected programme (Ml/d) input as +ve 2051-52: -20; Gains in Water Available For Use / Savings in Demand under the selected programme (Ml/d) input as +ve 2052-53: -20; Gains in Water Available For Use / Savings in Demand under the selected programme (Ml/d) input as +ve 2053-54: -20; Gains in Water Available For Use / Savings in Demand under the selected programme (Ml/d) input as +ve 2054-55: -20; Gains in Water Available For Use / Savings in Demand under the selected programme (Ml/d) input as +ve 2055-56: -20; Gains in Water Available For Use / Savings in Demand under the selected programme (Ml/d) input as +ve 2056-57: 0; Gains in Water Available For Use / Savings in Demand under the selected programme (Ml/d) input as +ve 2057-58: 0; Gains in Water Available For Use / Savings in Demand under the selected programme (Ml/d) input as +ve 2058-59: 0; Gains in Water Available For Use / Savings in Demand under the selected programme (Ml/d) input as +ve 2059-60: -20; Gains in Water Available For Use / Savings in Demand under the selected programme (Ml/d) input as +ve 2060-61: 0; Gains in Water Available For Use / Savings in Demand under the selected programme (Ml/d) input as +ve 2061-62: -20; Gains in Water Available For Use / Savings in Demand under the selected programme (Ml/d) input as +ve 2062-63: 0; Gains in Water Available For Use / Savings in Demand under the selected programme (Ml/d) input as +ve 2063-64: 0; Gains in Water Available For Use / Savings in Demand under the selected programme (Ml/d) input as +ve 2064-65: -15.2626; Gains in Water Available For Use / Savings in Demand under the selected programme (Ml/d) input as +ve 2065-66: 0; Gains in Water Available For Use / Savings in Demand under the selected programme (Ml/d) input as +ve 2066-67: -16.261; Gains in Water Available For Use / Savings in Demand under the selected programme (Ml/d) input as +ve 2067-68: -15.9327; Gains in Water Available For Use / Savings in Demand under the selected programme (Ml/d) input as +ve 2068-69: -16.1473; Gains in Water Available For Use / Savings in Demand under the selected programme (Ml/d) input as +ve 2069-70: -17.1267; Gains in Water Available For Use / Savings in Demand under the selected programme (Ml/d) input as +ve 2070-71: -18.0353; Gains in Water Available For Use / Savings in Demand under the selected programme (Ml/d) input as +ve 2071-72: 0; Gains in Water Available For Use / Savings in Demand under the selected programme (Ml/d) input as +ve 2072-73: 0; Gains in Water Available For Use / Savings in Demand under the selected programme (Ml/d) input as +ve 2073-74: 0; Gains in Water Available For Use / Savings in Demand under the selected programme (Ml/d) input as +ve 2074-75: 0
52aA | Bulk export (SNZ): Pulborough to Havant Thicket Reservoir (20Ml/d) | SWS_SNZ_HI-TFR_PWE_ALL_havant -hardha r 20 | External raw water bulk supply/transfer | Resource Options | N | Ofwat Core programme | SWSSNT | Ml/d | 2 | Gains in Water Available For Use / Savings in Demand under the selected programme (Ml/d) input as +ve 2041-42: 20; Gains in Water Available For Use / Savings in Demand under the selected programme (Ml/d) input as +ve 2042-43: 20; Gains in Water Available For Use / Savings in Demand under the selected programme (Ml/d) input as +ve 2043-44: 20; Gains in Water Available For Use / Savings in Demand under the selected programme (Ml/d) input as +ve 2044-45: 20; Gains in Water Available For Use / Savings in Demand under the selected programme (Ml/d) input as +ve 2045-46: 20; Gains in Water Available For Use / Savings in Demand under the selected programme (Ml/d) input as +ve 2046-47: 20; Gains in Water Available For Use / Savings in Demand under the selected programme (Ml/d) input as +ve 2047-48: 20; Gains in Water Available For Use / Savings in Demand under the selected programme (Ml/d) input as +ve 2048-49: 20; Gains in Water Available For Use / Savings in Demand under the selected programme (Ml/d) input as +ve 2049-50: 20; Gains in Water Available For Use / Savings in Demand under the selected programme (Ml/d) input as +ve 2050-51: 20; Gains in Water Available For Use / Savings in Demand under the selected programme (Ml/d) input as +ve 2051-52: 20; Gains in Water Available For Use / Savings in Demand under the selected programme (Ml/d) input as +ve 2052-53: 20; Gains in Water Available For Use / Savings in Demand under the selected programme (Ml/d) input as +ve 2053-54: 20; Gains in Water Available For Use / Savings in Demand under the selected programme (Ml/d) input as +ve 2054-55: 20; Gains in Water Available For Use / Savings in Demand under the selected programme (Ml/d) input as +ve 2055-56: 20; Gains in Water Available For Use / Savings in Demand under the selected programme (Ml/d) input as +ve 2056-57: 10; Gains in Water Available For Use / Savings in Demand under the selected programme (Ml/d) input as +ve 2057-58: 10; Gains in Water Available For Use / Savings in Demand under the selected programme (Ml/d) input as +ve 2058-59: 10; Gains in Water Available For Use / Savings in Demand under the selected programme (Ml/d) input as +ve 2059-60: 20; Gains in Water Available For Use / Savings in Demand under the selected programme (Ml/d) input as +ve 2060-61: 10; Gains in Water Available For Use / Savings in Demand under the selected programme (Ml/d) input as +ve 2061-62: 20; Gains in Water Available For Use / Savings in Demand under the selected programme (Ml/d) input as +ve 2062-63: 15.2027; Gains in Water Available For Use / Savings in Demand under the selected programme (Ml/d) input as +ve 2063-64: 14.9653; Gains in Water Available For Use / Savings in Demand under the selected programme (Ml/d) input as +ve 2064-65: 20; Gains in Water Available For Use / Savings in Demand under the selected programme (Ml/d) input as +ve 2065-66: 14.5073; Gains in Water Available For Use / Savings in Demand under the selected programme (Ml/d) input as +ve 2066-67: 20; Gains in Water Available For Use / Savings in Demand under the selected programme (Ml/d) input as +ve 2067-68: 20; Gains in Water Available For Use / Savings in Demand under the selected programme (Ml/d) input as +ve 2068-69: 20; Gains in Water Available For Use / Savings in Demand under the selected programme (Ml/d) input as +ve 2069-70: 20; Gains in Water Available For Use / Savings in Demand under the selected programme (Ml/d) input as +ve 2070-71: 20; Gains in Water Available For Use / Savings in Demand under the selected programme (Ml/d) input as +ve 2071-72: 11.241; Gains in Water Available For Use / Savings in Demand under the selected programme (Ml/d) input as +ve 2072-73: 10.433; Gains in Water Available For Use / Savings in Demand under the selected programme (Ml/d) input as +ve 2073-74: 10; Gains in Water Available For Use / Savings in Demand under the selected programme (Ml/d) input as +ve 2074-75: 10
52aA | Bulk export (SNZ): Pulborough to Havant Thicket Reservoir (20Ml/d) Phase 2 | SWS_SNZ_HI-TFR_PWE_ALL_havant -hardha r 20 p2 | External raw water bulk supply/transfer | Resource Options | N | Ofwat Core programme | PWSPRT | Ml/d | 2 | Gains in Water Available For Use / Savings in Demand under the selected programme (Ml/d) input as +ve 2041-42: -20; Gains in Water Available For Use / Savings in Demand under the selected programme (Ml/d) input as +ve 2042-43: -20; Gains in Water Available For Use / Savings in Demand under the selected programme (Ml/d) input as +ve 2043-44: -10; Gains in Water Available For Use / Savings in Demand under the selected programme (Ml/d) input as +ve 2044-45: -10; Gains in Water Available For Use / Savings in Demand under the selected programme (Ml/d) input as +ve 2045-46: -10; Gains in Water Available For Use / Savings in Demand under the selected programme (Ml/d) input as +ve 2046-47: -10; Gains in Water Available For Use / Savings in Demand under the selected programme (Ml/d) input as +ve 2047-48: -10; Gains in Water Available For Use / Savings in Demand under the selected programme (Ml/d) input as +ve 2048-49: -10; Gains in Water Available For Use / Savings in Demand under the selected programme (Ml/d) input as +ve 2049-50: -10; Gains in Water Available For Use / Savings in Demand under the selected programme (Ml/d) input as +ve 2050-51: -10; Gains in Water Available For Use / Savings in Demand under the selected programme (Ml/d) input as +ve 2051-52: -10; Gains in Water Available For Use / Savings in Demand under the selected programme (Ml/d) input as +ve 2052-53: -10; Gains in Water Available For Use / Savings in Demand under the selected programme (Ml/d) input as +ve 2053-54: -10; Gains in Water Available For Use / Savings in Demand under the selected programme (Ml/d) input as +ve 2054-55: -10; Gains in Water Available For Use / Savings in Demand under the selected programme (Ml/d) input as +ve 2055-56: -10; Gains in Water Available For Use / Savings in Demand under the selected programme (Ml/d) input as +ve 2056-57: 0; Gains in Water Available For Use / Savings in Demand under the selected programme (Ml/d) input as +ve 2057-58: 0; Gains in Water Available For Use / Savings in Demand under the selected programme (Ml/d) input as +ve 2058-59: 0; Gains in Water Available For Use / Savings in Demand under the selected programme (Ml/d) input as +ve 2059-60: -10; Gains in Water Available For Use / Savings in Demand under the selected programme (Ml/d) input as +ve 2060-61: 0; Gains in Water Available For Use / Savings in Demand under the selected programme (Ml/d) input as +ve 2061-62: -10; Gains in Water Available For Use / Savings in Demand under the selected programme (Ml/d) input as +ve 2062-63: -5.2027; Gains in Water Available For Use / Savings in Demand under the selected programme (Ml/d) input as +ve 2063-64: -4.9653; Gains in Water Available For Use / Savings in Demand under the selected programme (Ml/d) input as +ve 2064-65: -10; Gains in Water Available For Use / Savings in Demand under the selected programme (Ml/d) input as +ve 2065-66: -4.5073; Gains in Water Available For Use / Savings in Demand under the selected programme (Ml/d) input as +ve 2066-67: -10; Gains in Water Available For Use / Savings in Demand under the selected programme (Ml/d) input as +ve 2067-68: -10; Gains in Water Available For Use / Savings in Demand under the selected programme (Ml/d) input as +ve 2068-69: -10; Gains in Water Available For Use / Savings in Demand under the selected programme (Ml/d) input as +ve 2069-70: -10; Gains in Water Available For Use / Savings in Demand under the selected programme (Ml/d) input as +ve 2070-71: -10; Gains in Water Available For Use / Savings in Demand under the selected programme (Ml/d) input as +ve 2071-72: -1.241; Gains in Water Available For Use / Savings in Demand under the selected programme (Ml/d) input as +ve 2072-73: -0.43296; Gains in Water Available For Use / Savings in Demand under the selected programme (Ml/d) input as +ve 2073-74: 0; Gains in Water Available For Use / Savings in Demand under the selected programme (Ml/d) input as +ve 2074-75: 0
52aA | Bulk export (SNZ): Pulborough to Havant Thicket Reservoir (20Ml/d) Phase 2 | SWS_SNZ_HI-TFR_PWE_ALL_havant -hardha r 20 p2 | External raw water bulk supply/transfer | Resource Options | N | Ofwat Core programme | SWSSNT | Ml/d | 2 | Gains in Water Available For Use / Savings in Demand under the selected programme (Ml/d) input as +ve 2041-42: 20; Gains in Water Available For Use / Savings in Demand under the selected programme (Ml/d) input as +ve 2042-43: 20; Gains in Water Available For Use / Savings in Demand under the selected programme (Ml/d) input as +ve 2043-44: 10; Gains in Water Available For Use / Savings in Demand under the selected programme (Ml/d) input as +ve 2044-45: 10; Gains in Water Available For Use / Savings in Demand under the selected programme (Ml/d) input as +ve 2045-46: 10; Gains in Water Available For Use / Savings in Demand under the selected programme (Ml/d) input as +ve 2046-47: 10; Gains in Water Available For Use / Savings in Demand under the selected programme (Ml/d) input as +ve 2047-48: 10; Gains in Water Available For Use / Savings in Demand under the selected programme (Ml/d) input as +ve 2048-49: 10; Gains in Water Available For Use / Savings in Demand under the selected programme (Ml/d) input as +ve 2049-50: 10; Gains in Water Available For Use / Savings in Demand under the selected programme (Ml/d) input as +ve 2050-51: 10; Gains in Water Available For Use / Savings in Demand under the selected programme (Ml/d) input as +ve 2051-52: 10; Gains in Water Available For Use / Savings in Demand under the selected programme (Ml/d) input as +ve 2052-53: 10; Gains in Water Available For Use / Savings in Demand under the selected programme (Ml/d) input as +ve 2053-54: 10; Gains in Water Available For Use / Savings in Demand under the selected programme (Ml/d) input as +ve 2054-55: 10; Gains in Water Available For Use / Savings in Demand under the selected programme (Ml/d) input as +ve 2055-56: 10; Gains in Water Available For Use / Savings in Demand under the selected programme (Ml/d) input as +ve 2056-57: 20; Gains in Water Available For Use / Savings in Demand under the selected programme (Ml/d) input as +ve 2057-58: 20; Gains in Water Available For Use / Savings in Demand under the selected programme (Ml/d) input as +ve 2058-59: 20; Gains in Water Available For Use / Savings in Demand under the selected programme (Ml/d) input as +ve 2059-60: 10; Gains in Water Available For Use / Savings in Demand under the selected programme (Ml/d) input as +ve 2060-61: 20; Gains in Water Available For Use / Savings in Demand under the selected programme (Ml/d) input as +ve 2061-62: 10; Gains in Water Available For Use / Savings in Demand under the selected programme (Ml/d) input as +ve 2062-63: 14.7973; Gains in Water Available For Use / Savings in Demand under the selected programme (Ml/d) input as +ve 2063-64: 15.0347; Gains in Water Available For Use / Savings in Demand under the selected programme (Ml/d) input as +ve 2064-65: 10; Gains in Water Available For Use / Savings in Demand under the selected programme (Ml/d) input as +ve 2065-66: 15.4927; Gains in Water Available For Use / Savings in Demand under the selected programme (Ml/d) input as +ve 2066-67: 10; Gains in Water Available For Use / Savings in Demand under the selected programme (Ml/d) input as +ve 2067-68: 10; Gains in Water Available For Use / Savings in Demand under the selected programme (Ml/d) input as +ve 2068-69: 10; Gains in Water Available For Use / Savings in Demand under the selected programme (Ml/d) input as +ve 2069-70: 10; Gains in Water Available For Use / Savings in Demand under the selected programme (Ml/d) input as +ve 2070-71: 10; Gains in Water Available For Use / Savings in Demand under the selected programme (Ml/d) input as +ve 2071-72: 18.759; Gains in Water Available For Use / Savings in Demand under the selected programme (Ml/d) input as +ve 2072-73: 19.567; Gains in Water Available For Use / Savings in Demand under the selected programme (Ml/d) input as +ve 2073-74: 20; Gains in Water Available For Use / Savings in Demand under the selected programme (Ml/d) input as +ve 2074-75: 20
52aA | Bulk export (SNZ): Pulborough to Havant Thicket Reservoir (20Ml/d) Phase 2 | SWS_SNZ_HI-TFR_PWE_ALL_havant -hardha r 20 p2 | External raw water bulk supply/transfer | Resource Options | N | Ofwat Core programme | PWSPRT | Ml/d | 2 | Gains in Water Available For Use / Savings in Demand under the selected programme (Ml/d) input as +ve 2041-42: 0; Gains in Water Available For Use / Savings in Demand under the selected programme (Ml/d) input as +ve 2042-43: 0; Gains in Water Available For Use / Savings in Demand under the selected programme (Ml/d) input as +ve 2043-44: 0; Gains in Water Available For Use / Savings in Demand under the selected programme (Ml/d) input as +ve 2044-45: 0; Gains in Water Available For Use / Savings in Demand under the selected programme (Ml/d) input as +ve 2045-46: 0; Gains in Water Available For Use / Savings in Demand under the selected programme (Ml/d) input as +ve 2046-47: 0; Gains in Water Available For Use / Savings in Demand under the selected programme (Ml/d) input as +ve 2047-48: 0; Gains in Water Available For Use / Savings in Demand under the selected programme (Ml/d) input as +ve 2048-49: 0; Gains in Water Available For Use / Savings in Demand under the selected programme (Ml/d) input as +ve 2049-50: 0; Gains in Water Available For Use / Savings in Demand under the selected programme (Ml/d) input as +ve 2050-51: 0; Gains in Water Available For Use / Savings in Demand under the selected programme (Ml/d) input as +ve 2051-52: 0; Gains in Water Available For Use / Savings in Demand under the selected programme (Ml/d) input as +ve 2052-53: 0; Gains in Water Available For Use / Savings in Demand under the selected programme (Ml/d) input as +ve 2053-54: 0; Gains in Water Available For Use / Savings in Demand under the selected programme (Ml/d) input as +ve 2054-55: 0; Gains in Water Available For Use / Savings in Demand under the selected programme (Ml/d) input as +ve 2055-56: 0; Gains in Water Available For Use / Savings in Demand under the selected programme (Ml/d) input as +ve 2056-57: -20; Gains in Water Available For Use / Savings in Demand under the selected programme (Ml/d) input as +ve 2057-58: -20; Gains in Water Available For Use / Savings in Demand under the selected programme (Ml/d) input as +ve 2058-59: -20; Gains in Water Available For Use / Savings in Demand under the selected programme (Ml/d) input as +ve 2059-60: 0; Gains in Water Available For Use / Savings in Demand under the selected programme (Ml/d) input as +ve 2060-61: -20; Gains in Water Available For Use / Savings in Demand under the selected programme (Ml/d) input as +ve 2061-62: 0; Gains in Water Available For Use / Savings in Demand under the selected programme (Ml/d) input as +ve 2062-63: -14.7973; Gains in Water Available For Use / Savings in Demand under the selected programme (Ml/d) input as +ve 2063-64: -15.0347; Gains in Water Available For Use / Savings in Demand under the selected programme (Ml/d) input as +ve 2064-65: 0; Gains in Water Available For Use / Savings in Demand under the selected programme (Ml/d) input as +ve 2065-66: -15.4927; Gains in Water Available For Use / Savings in Demand under the selected programme (Ml/d) input as +ve 2066-67: 0; Gains in Water Available For Use / Savings in Demand under the selected programme (Ml/d) input as +ve 2067-68: 0; Gains in Water Available For Use / Savings in Demand under the selected programme (Ml/d) input as +ve 2068-69: 0; Gains in Water Available For Use / Savings in Demand under the selected programme (Ml/d) input as +ve 2069-70: 0; Gains in Water Available For Use / Savings in Demand under the selected programme (Ml/d) input as +ve 2070-71: 0; Gains in Water Available For Use / Savings in Demand under the selected programme (Ml/d) input as +ve 2071-72: -18.759; Gains in Water Available For Use / Savings in Demand under the selected programme (Ml/d) input as +ve 2072-73: -19.567; Gains in Water Available For Use / Savings in Demand under the selected programme (Ml/d) input as +ve 2073-74: -20; Gains in Water Available For Use / Savings in Demand under the selected programme (Ml/d) input as +ve 2074-75: -20
52cA | Bulk import (HSE): PWC Source A to Eastleigh WSR Extension (30Ml/d) | SWS_pw2moor_extension | External potable bulk supply/transfer | Distribution Options | N | Ofwat Core programme | PWSPRT | Ml/d | 2 | Gains in Water Available For Use / Savings in Demand under the selected programme (Ml/d) input as +ve 2029-30: -15; Gains in Water Available For Use / Savings in Demand under the selected programme (Ml/d) input as +ve 2030-31: -15; Gains in Water Available For Use / Savings in Demand under the selected programme (Ml/d) input as +ve 2031-32: -15; Gains in Water Available For Use / Savings in Demand under the selected programme (Ml/d) input as +ve 2032-33: -14.2443; Gains in Water Available For Use / Savings in Demand under the selected programme (Ml/d) input as +ve 2033-34: -12.2576; Gains in Water Available For Use / Savings in Demand under the selected programme (Ml/d) input as +ve 2034-35: -12.3053; Gains in Water Available For Use / Savings in Demand under the selected programme (Ml/d) input as +ve 2035-36: -15; Gains in Water Available For Use / Savings in Demand under the selected programme (Ml/d) input as +ve 2036-37: -15; Gains in Water Available For Use / Savings in Demand under the selected programme (Ml/d) input as +ve 2037-38: -15; Gains in Water Available For Use / Savings in Demand under the selected programme (Ml/d) input as +ve 2038-39: -15; Gains in Water Available For Use / Savings in Demand under the selected programme (Ml/d) input as +ve 2039-40: 0; Gains in Water Available For Use / Savings in Demand under the selected programme (Ml/d) input as +ve 2040-41: 0; Gains in Water Available For Use / Savings in Demand under the selected programme (Ml/d) input as +ve 2041-42: 0; Gains in Water Available For Use / Savings in Demand under the selected programme (Ml/d) input as +ve 2042-43: 0; Gains in Water Available For Use / Savings in Demand under the selected programme (Ml/d) input as +ve 2043-44: 0; Gains in Water Available For Use / Savings in Demand under the selected programme (Ml/d) input as +ve 2044-45: 0; Gains in Water Available For Use / Savings in Demand under the selected programme (Ml/d) input as +ve 2045-46: 0; Gains in Water Available For Use / Savings in Demand under the selected programme (Ml/d) input as +ve 2046-47: 0; Gains in Water Available For Use / Savings in Demand under the selected programme (Ml/d) input as +ve 2047-48: 0; Gains in Water Available For Use / Savings in Demand under the selected programme (Ml/d) input as +ve 2048-49: 0; Gains in Water Available For Use / Savings in Demand under the selected programme (Ml/d) input as +ve 2049-50: 0; Gains in Water Available For Use / Savings in Demand under the selected programme (Ml/d) input as +ve 2050-51: 0; Gains in Water Available For Use / Savings in Demand under the selected programme (Ml/d) input as +ve 2051-52: 0; Gains in Water Available For Use / Savings in Demand under the selected programme (Ml/d) input as +ve 2052-53: 0; Gains in Water Available For Use / Savings in Demand under the selected programme (Ml/d) input as +ve 2053-54: 0; Gains in Water Available For Use / Savings in Demand under the selected programme (Ml/d) input as +ve 2054-55: 0; Gains in Water Available For Use / Savings in Demand under the selected programme (Ml/d) input as +ve 2055-56: 0; Gains in Water Available For Use / Savings in Demand under the selected programme (Ml/d) input as +ve 2056-57: 0; Gains in Water Available For Use / Savings in Demand under the selected programme (Ml/d) input as +ve 2057-58: 0; Gains in Water Available For Use / Savings in Demand under the selected programme (Ml/d) input as +ve 2058-59: 0; Gains in Water Available For Use / Savings in Demand under the selected programme (Ml/d) input as +ve 2059-60: 0; Gains in Water Available For Use / Savings in Demand under the selected programme (Ml/d) input as +ve 2060-61: 0; Gains in Water Available For Use / Savings in Demand under the selected programme (Ml/d) input as +ve 2061-62: 0; Gains in Water Available For Use / Savings in Demand under the selected programme (Ml/d) input as +ve 2062-63: 0; Gains in Water Available For Use / Savings in Demand under the selected programme (Ml/d) input as +ve 2063-64: 0; Gains in Water Available For Use / Savings in Demand under the selected programme (Ml/d) input as +ve 2064-65: 0; Gains in Water Available For Use / Savings in Demand under the selected programme (Ml/d) input as +ve 2065-66: 0; Gains in Water Available For Use / Savings in Demand under the selected programme (Ml/d) input as +ve 2066-67: 0; Gains in Water Available For Use / Savings in Demand under the selected programme (Ml/d) input as +ve 2067-68: 0; Gains in Water Available For Use / Savings in Demand under the selected programme (Ml/d) input as +ve 2068-69: 0; Gains in Water Available For Use / Savings in Demand under the selected programme (Ml/d) input as +ve 2069-70: 0; Gains in Water Available For Use / Savings in Demand under the selected programme (Ml/d) input as +ve 2070-71: 0; Gains in Water Available For Use / Savings in Demand under the selected programme (Ml/d) input as +ve 2071-72: 0; Gains in Water Available For Use / Savings in Demand under the selected programme (Ml/d) input as +ve 2072-73: 0; Gains in Water Available For Use / Savings in Demand under the selected programme (Ml/d) input as +ve 2073-74: 0; Gains in Water Available For Use / Savings in Demand under the selected programme (Ml/d) input as +ve 2074-75: 0
52cA | Bulk import (HSE): PWC Source A to Eastleigh WSR Extension (30Ml/d) | SWS_pw2moor_extension | External potable bulk supply/transfer | Distribution Options | N | Ofwat Core programme | SWSHSE | Ml/d | 2 | Gains in Water Available For Use / Savings in Demand under the selected programme (Ml/d) input as +ve 2029-30: 15; Gains in Water Available For Use / Savings in Demand under the selected programme (Ml/d) input as +ve 2030-31: 15; Gains in Water Available For Use / Savings in Demand under the selected programme (Ml/d) input as +ve 2031-32: 15; Gains in Water Available For Use / Savings in Demand under the selected programme (Ml/d) input as +ve 2032-33: 14.2443; Gains in Water Available For Use / Savings in Demand under the selected programme (Ml/d) input as +ve 2033-34: 12.2576; Gains in Water Available For Use / Savings in Demand under the selected programme (Ml/d) input as +ve 2034-35: 12.3053; Gains in Water Available For Use / Savings in Demand under the selected programme (Ml/d) input as +ve 2035-36: 15; Gains in Water Available For Use / Savings in Demand under the selected programme (Ml/d) input as +ve 2036-37: 15; Gains in Water Available For Use / Savings in Demand under the selected programme (Ml/d) input as +ve 2037-38: 15; Gains in Water Available For Use / Savings in Demand under the selected programme (Ml/d) input as +ve 2038-39: 15; Gains in Water Available For Use / Savings in Demand under the selected programme (Ml/d) input as +ve 2039-40: 0; Gains in Water Available For Use / Savings in Demand under the selected programme (Ml/d) input as +ve 2040-41: 0; Gains in Water Available For Use / Savings in Demand under the selected programme (Ml/d) input as +ve 2041-42: 0; Gains in Water Available For Use / Savings in Demand under the selected programme (Ml/d) input as +ve 2042-43: 0; Gains in Water Available For Use / Savings in Demand under the selected programme (Ml/d) input as +ve 2043-44: 0; Gains in Water Available For Use / Savings in Demand under the selected programme (Ml/d) input as +ve 2044-45: 0; Gains in Water Available For Use / Savings in Demand under the selected programme (Ml/d) input as +ve 2045-46: 0; Gains in Water Available For Use / Savings in Demand under the selected programme (Ml/d) input as +ve 2046-47: 0; Gains in Water Available For Use / Savings in Demand under the selected programme (Ml/d) input as +ve 2047-48: 0; Gains in Water Available For Use / Savings in Demand under the selected programme (Ml/d) input as +ve 2048-49: 0; Gains in Water Available For Use / Savings in Demand under the selected programme (Ml/d) input as +ve 2049-50: 0; Gains in Water Available For Use / Savings in Demand under the selected programme (Ml/d) input as +ve 2050-51: 0; Gains in Water Available For Use / Savings in Demand under the selected programme (Ml/d) input as +ve 2051-52: 0; Gains in Water Available For Use / Savings in Demand under the selected programme (Ml/d) input as +ve 2052-53: 0; Gains in Water Available For Use / Savings in Demand under the selected programme (Ml/d) input as +ve 2053-54: 0; Gains in Water Available For Use / Savings in Demand under the selected programme (Ml/d) input as +ve 2054-55: 0; Gains in Water Available For Use / Savings in Demand under the selected programme (Ml/d) input as +ve 2055-56: 0; Gains in Water Available For Use / Savings in Demand under the selected programme (Ml/d) input as +ve 2056-57: 0; Gains in Water Available For Use / Savings in Demand under the selected programme (Ml/d) input as +ve 2057-58: 0; Gains in Water Available For Use / Savings in Demand under the selected programme (Ml/d) input as +ve 2058-59: 0; Gains in Water Available For Use / Savings in Demand under the selected programme (Ml/d) input as +ve 2059-60: 0; Gains in Water Available For Use / Savings in Demand under the selected programme (Ml/d) input as +ve 2060-61: 0; Gains in Water Available For Use / Savings in Demand under the selected programme (Ml/d) input as +ve 2061-62: 0; Gains in Water Available For Use / Savings in Demand under the selected programme (Ml/d) input as +ve 2062-63: 0; Gains in Water Available For Use / Savings in Demand under the selected programme (Ml/d) input as +ve 2063-64: 0; Gains in Water Available For Use / Savings in Demand under the selected programme (Ml/d) input as +ve 2064-65: 0; Gains in Water Available For Use / Savings in Demand under the selected programme (Ml/d) input as +ve 2065-66: 0; Gains in Water Available For Use / Savings in Demand under the selected programme (Ml/d) input as +ve 2066-67: 0; Gains in Water Available For Use / Savings in Demand under the selected programme (Ml/d) input as +ve 2067-68: 0; Gains in Water Available For Use / Savings in Demand under the selected programme (Ml/d) input as +ve 2068-69: 0; Gains in Water Available For Use / Savings in Demand under the selected programme (Ml/d) input as +ve 2069-70: 0; Gains in Water Available For Use / Savings in Demand under the selected programme (Ml/d) input as +ve 2070-71: 0; Gains in Water Available For Use / Savings in Demand under the selected programme (Ml/d) input as +ve 2071-72: 0; Gains in Water Available For Use / Savings in Demand under the selected programme (Ml/d) input as +ve 2072-73: 0; Gains in Water Available For Use / Savings in Demand under the selected programme (Ml/d) input as +ve 2073-74: 0; Gains in Water Available For Use / Savings in Demand under the selected programme (Ml/d) input as +ve 2074-75: 0
52cA | Bulk import (SNZ): PWC to Pulborough (15Ml/d) | SWS_pw2pul | External potable bulk supply/transfer | Distribution Options | N | Ofwat Core programme | PWSPRT | Ml/d | 2 |  |  | 0 | 0 | 0 | 0 | 0 | 0 | 0 | 0 | 0 | 0 | 0 | 0 | 0 | 0 | 0 | 0 | 0 | 0 | 0 | 0 | 0 | 0 | 0 | 0 | 0 | 0 | 0 | 0 | 0 | 0 | 0 | 0 | 0 | 0 | 0 | 0 | 0 | 0 | 0 | 0 | 0 | 0 | 0 | 0 | 0 | 0 | 0 | 0 | 0 | 0 | 0 | 0 | 0 | 0
52cA | Bulk import (SNZ): PWC to Pulborough (15Ml/d) | SWS_pw2pul | External potable bulk supply/transfer | Distribution Options | N | Ofwat Core programme | SWSSNT | Ml/d | 2 |  |  | 0 | 0 | 0 | 0 | 0 | 0 | 0 | 0 | 0 | 0 | 0 | 0 | 0 | 0 | 0 | 0 | 0 | 0 | 0 | 0 | 0 | 0 | 0 | 0 | 0 | 0 | 0 | 0 | 0 | 0 | 0 | 0 | 0 | 0 | 0 | 0 | 0 | 0 | 0 | 0 | 0 | 0 | 0 | 0 | 0 | 0 | 0 | 0 | 0 | 0 | 0 | 0 | 0 | 0
52cA | Bulk import (SNZ): PWC to Pulborough extension (15Ml/d) | SWS_pw2pul_extension | External potable bulk supply/transfer | Distribution Options | N | Ofwat Core programme | SWSSNT | Ml/d | 2 | [7 empty] | 15 | 15 | 15 | 15 | 15 | 15 | 15 | 15 | 15 | 15 | 15 | 15 | 15 | 13.5635 | 12.0112 | 6.1721 | 4.7399 | 3.2528 | 2.1959 | 4.945 | 4.2786 | 3.5583 | 2.7819 | 3.1509 | 4.5062 | 5.0155 | 5.4778 | 5.9352 | 6.3822 | 6.9126 | 7.425 | 7.9179 | 8.3982 | 8.8764 | 9.2187 | 9.5683 | 15 | 15 | 15 | 15 | 15 | 15 | 15 | 14.2447 | 13.6133 | 13.1451 | 12.5923 | 12.419 | 13.3884
52cA | Bulk import (SNZ): PWC to Pulborough extension (15Ml/d) | SWS_pw2pul_extension | External potable bulk supply/transfer | Distribution Options | N | Ofwat Core programme | PWSPRT | Ml/d | 2 | [7 empty] | -15 | -15 | -15 | -15 | -15 | -15 | -15 | -15 | -15 | -15 | -15 | -15 | -15 | -13.5635 | -12.0112 | -6.1721 | -4.7399 | -3.2528 | -2.1959 | -4.945 | -4.2786 | -3.5583 | -2.7819 | -3.1509 | -4.5062 | -5.0155 | -5.4778 | -5.9352 | -6.3822 | -6.9126 | -7.425 | -7.9179 | -8.3982 | -8.8764 | -9.2187 | -9.5683 | -15 | -15 | -15 | -15 | -15 | -15 | -15 | -14.2447 | -13.6133 | -13.1451 | -12.5923 | -12.419 | -13.3884
52cA | Bulk import (HSE): PWC Source A to Otterbourne WSW (21Ml/d) | SWS_pwcgm1 | External potable bulk supply/transfer | Distribution Options | N | Ofwat Core programme | SWSHSE | Ml/d | 2 | Gains in Water Available For Use / Savings in Demand under the selected programme (Ml/d) input as +ve 2031-32: 21; Gains in Water Available For Use / Savings in Demand under the selected programme (Ml/d) input as +ve 2032-33: 21; Gains in Water Available For Use / Savings in Demand under the selected programme (Ml/d) input as +ve 2033-34: 21; Gains in Water Available For Use / Savings in Demand under the selected programme (Ml/d) input as +ve 2034-35: 21; Gains in Water Available For Use / Savings in Demand under the selected programme (Ml/d) input as +ve 2035-36: 21; Gains in Water Available For Use / Savings in Demand under the selected programme (Ml/d) input as +ve 2036-37: 21; Gains in Water Available For Use / Savings in Demand under the selected programme (Ml/d) input as +ve 2037-38: 21; Gains in Water Available For Use / Savings in Demand under the selected programme (Ml/d) input as +ve 2038-39: 21; Gains in Water Available For Use / Savings in Demand under the selected programme (Ml/d) input as +ve 2039-40: 21; Gains in Water Available For Use / Savings in Demand under the selected programme (Ml/d) input as +ve 2040-41: 21; Gains in Water Available For Use / Savings in Demand under the selected programme (Ml/d) input as +ve 2041-42: 21; Gains in Water Available For Use / Savings in Demand under the selected programme (Ml/d) input as +ve 2042-43: 21; Gains in Water Available For Use / Savings in Demand under the selected programme (Ml/d) input as +ve 2043-44: 21; Gains in Water Available For Use / Savings in Demand under the selected programme (Ml/d) input as +ve 2044-45: 21; Gains in Water Available For Use / Savings in Demand under the selected programme (Ml/d) input as +ve 2045-46: 21; Gains in Water Available For Use / Savings in Demand under the selected programme (Ml/d) input as +ve 2046-47: 21; Gains in Water Available For Use / Savings in Demand under the selected programme (Ml/d) input as +ve 2047-48: 21; Gains in Water Available For Use / Savings in Demand under the selected programme (Ml/d) input as +ve 2048-49: 21; Gains in Water Available For Use / Savings in Demand under the selected programme (Ml/d) input as +ve 2049-50: 21; Gains in Water Available For Use / Savings in Demand under the selected programme (Ml/d) input as +ve 2050-51: 21; Gains in Water Available For Use / Savings in Demand under the selected programme (Ml/d) input as +ve 2051-52: 21; Gains in Water Available For Use / Savings in Demand under the selected programme (Ml/d) input as +ve 2052-53: 21; Gains in Water Available For Use / Savings in Demand under the selected programme (Ml/d) input as +ve 2053-54: 21; Gains in Water Available For Use / Savings in Demand under the selected programme (Ml/d) input as +ve 2054-55: 21; Gains in Water Available For Use / Savings in Demand under the selected programme (Ml/d) input as +ve 2055-56: 21; Gains in Water Available For Use / Savings in Demand under the selected programme (Ml/d) input as +ve 2056-57: 21; Gains in Water Available For Use / Savings in Demand under the selected programme (Ml/d) input as +ve 2057-58: 21; Gains in Water Available For Use / Savings in Demand under the selected programme (Ml/d) input as +ve 2058-59: 21; Gains in Water Available For Use / Savings in Demand under the selected programme (Ml/d) input as +ve 2059-60: 21; Gains in Water Available For Use / Savings in Demand under the selected programme (Ml/d) input as +ve 2060-61: 21; Gains in Water Available For Use / Savings in Demand under the selected programme (Ml/d) input as +ve 2061-62: 21; Gains in Water Available For Use / Savings in Demand under the selected programme (Ml/d) input as +ve 2062-63: 21; Gains in Water Available For Use / Savings in Demand under the selected programme (Ml/d) input as +ve 2063-64: 21; Gains in Water Available For Use / Savings in Demand under the selected programme (Ml/d) input as +ve 2064-65: 21; Gains in Water Available For Use / Savings in Demand under the selected programme (Ml/d) input as +ve 2065-66: 21; Gains in Water Available For Use / Savings in Demand under the selected programme (Ml/d) input as +ve 2066-67: 21; Gains in Water Available For Use / Savings in Demand under the selected programme (Ml/d) input as +ve 2067-68: 21; Gains in Water Available For Use / Savings in Demand under the selected programme (Ml/d) input as +ve 2068-69: 21; Gains in Water Available For Use / Savings in Demand under the selected programme (Ml/d) input as +ve 2069-70: 21; Gains in Water Available For Use / Savings in Demand under the selected programme (Ml/d) input as +ve 2070-71: 21; Gains in Water Available For Use / Savings in Demand under the selected programme (Ml/d) input as +ve 2071-72: 21; Gains in Water Available For Use / Savings in Demand under the selected programme (Ml/d) input as +ve 2072-73: 21; Gains in Water Available For Use / Savings in Demand under the selected programme (Ml/d) input as +ve 2073-74: 21; Gains in Water Available For Use / Savings in Demand under the selected programme (Ml/d) input as +ve 2074-75: 21
52cA | Bulk import (HSE): PWC Source A to Otterbourne WSW (21Ml/d) | SWS_pwcgm1 | External potable bulk supply/transfer | Distribution Options | N | Ofwat Core programme | PWSPRT | Ml/d | 2 | Gains in Water Available For Use / Savings in Demand under the selected programme (Ml/d) input as +ve 2031-32: -21; Gains in Water Available For Use / Savings in Demand under the selected programme (Ml/d) input as +ve 2032-33: -21; Gains in Water Available For Use / Savings in Demand under the selected programme (Ml/d) input as +ve 2033-34: -21; Gains in Water Available For Use / Savings in Demand under the selected programme (Ml/d) input as +ve 2034-35: -21; Gains in Water Available For Use / Savings in Demand under the selected programme (Ml/d) input as +ve 2035-36: -21; Gains in Water Available For Use / Savings in Demand under the selected programme (Ml/d) input as +ve 2036-37: -21; Gains in Water Available For Use / Savings in Demand under the selected programme (Ml/d) input as +ve 2037-38: -21; Gains in Water Available For Use / Savings in Demand under the selected programme (Ml/d) input as +ve 2038-39: -21; Gains in Water Available For Use / Savings in Demand under the selected programme (Ml/d) input as +ve 2039-40: -21; Gains in Water Available For Use / Savings in Demand under the selected programme (Ml/d) input as +ve 2040-41: -21; Gains in Water Available For Use / Savings in Demand under the selected programme (Ml/d) input as +ve 2041-42: -21; Gains in Water Available For Use / Savings in Demand under the selected programme (Ml/d) input as +ve 2042-43: -21; Gains in Water Available For Use / Savings in Demand under the selected programme (Ml/d) input as +ve 2043-44: -21; Gains in Water Available For Use / Savings in Demand under the selected programme (Ml/d) input as +ve 2044-45: -21; Gains in Water Available For Use / Savings in Demand under the selected programme (Ml/d) input as +ve 2045-46: -21; Gains in Water Available For Use / Savings in Demand under the selected programme (Ml/d) input as +ve 2046-47: -21; Gains in Water Available For Use / Savings in Demand under the selected programme (Ml/d) input as +ve 2047-48: -21; Gains in Water Available For Use / Savings in Demand under the selected programme (Ml/d) input as +ve 2048-49: -21; Gains in Water Available For Use / Savings in Demand under the selected programme (Ml/d) input as +ve 2049-50: -21; Gains in Water Available For Use / Savings in Demand under the selected programme (Ml/d) input as +ve 2050-51: -21; Gains in Water Available For Use / Savings in Demand under the selected programme (Ml/d) input as +ve 2051-52: -21; Gains in Water Available For Use / Savings in Demand under the selected programme (Ml/d) input as +ve 2052-53: -21; Gains in Water Available For Use / Savings in Demand under the selected programme (Ml/d) input as +ve 2053-54: -21; Gains in Water Available For Use / Savings in Demand under the selected programme (Ml/d) input as +ve 2054-55: -21; Gains in Water Available For Use / Savings in Demand under the selected programme (Ml/d) input as +ve 2055-56: -21; Gains in Water Available For Use / Savings in Demand under the selected programme (Ml/d) input as +ve 2056-57: -21; Gains in Water Available For Use / Savings in Demand under the selected programme (Ml/d) input as +ve 2057-58: -21; Gains in Water Available For Use / Savings in Demand under the selected programme (Ml/d) input as +ve 2058-59: -21; Gains in Water Available For Use / Savings in Demand under the selected programme (Ml/d) input as +ve 2059-60: -21; Gains in Water Available For Use / Savings in Demand under the selected programme (Ml/d) input as +ve 2060-61: -21; Gains in Water Available For Use / Savings in Demand under the selected programme (Ml/d) input as +ve 2061-62: -21; Gains in Water Available For Use / Savings in Demand under the selected programme (Ml/d) input as +ve 2062-63: -21; Gains in Water Available For Use / Savings in Demand under the selected programme (Ml/d) input as +ve 2063-64: -21; Gains in Water Available For Use / Savings in Demand under the selected programme (Ml/d) input as +ve 2064-65: -21; Gains in Water Available For Use / Savings in Demand under the selected programme (Ml/d) input as +ve 2065-66: -21; Gains in Water Available For Use / Savings in Demand under the selected programme (Ml/d) input as +ve 2066-67: -21; Gains in Water Available For Use / Savings in Demand under the selected programme (Ml/d) input as +ve 2067-68: -21; Gains in Water Available For Use / Savings in Demand under the selected programme (Ml/d) input as +ve 2068-69: -21; Gains in Water Available For Use / Savings in Demand under the selected programme (Ml/d) input as +ve 2069-70: -21; Gains in Water Available For Use / Savings in Demand under the selected programme (Ml/d) input as +ve 2070-71: -21; Gains in Water Available For Use / Savings in Demand under the selected programme (Ml/d) input as +ve 2071-72: -21; Gains in Water Available For Use / Savings in Demand under the selected programme (Ml/d) input as +ve 2072-73: -21; Gains in Water Available For Use / Savings in Demand under the selected programme (Ml/d) input as +ve 2073-74: -21; Gains in Water Available For Use / Savings in Demand under the selected programme (Ml/d) input as +ve 2074-75: -21
52dA | Resilience change from 1 in 500 to 1 in 200 for PWSPRT | PRT_PRT_200_los resilience | Change in levels of service | Customer Options | N | Preferred (most likely) programme | PWSPRT | Ml/d | 2 | Gains in Water Available For Use / Savings in Demand under the selected programme (Ml/d) input as +ve 2021-22: 8.731; Gains in Water Available For Use / Savings in Demand under the selected programme (Ml/d) input as +ve 2022-23: 8.7139; Gains in Water Available For Use / Savings in Demand under the selected programme (Ml/d) input as +ve 2023-24: 8.6968; Gains in Water Available For Use / Savings in Demand under the selected programme (Ml/d) input as +ve 2024-25: 8.6796; Gains in Water Available For Use / Savings in Demand under the selected programme (Ml/d) input as +ve 2025-26: 8.6625; Gains in Water Available For Use / Savings in Demand under the selected programme (Ml/d) input as +ve 2026-27: 8.6454; Gains in Water Available For Use / Savings in Demand under the selected programme (Ml/d) input as +ve 2027-28: 8.6282; Gains in Water Available For Use / Savings in Demand under the selected programme (Ml/d) input as +ve 2028-29: 8.6111; Gains in Water Available For Use / Savings in Demand under the selected programme (Ml/d) input as +ve 2029-30: 8.594; Gains in Water Available For Use / Savings in Demand under the selected programme (Ml/d) input as +ve 2030-31: 8.5769; Gains in Water Available For Use / Savings in Demand under the selected programme (Ml/d) input as +ve 2031-32: 8.5597; Gains in Water Available For Use / Savings in Demand under the selected programme (Ml/d) input as +ve 2032-33: 8.5426; Gains in Water Available For Use / Savings in Demand under the selected programme (Ml/d) input as +ve 2033-34: 8.5255; Gains in Water Available For Use / Savings in Demand under the selected programme (Ml/d) input as +ve 2034-35: 8.5084; Gains in Water Available For Use / Savings in Demand under the selected programme (Ml/d) input as +ve 2035-36: 8.4913; Gains in Water Available For Use / Savings in Demand under the selected programme (Ml/d) input as +ve 2036-37: 8.4741; Gains in Water Available For Use / Savings in Demand under the selected programme (Ml/d) input as +ve 2037-38: 8.457; Gains in Water Available For Use / Savings in Demand under the selected programme (Ml/d) input as +ve 2038-39: 8.4399
52dA | AMI / Smart metering - Infrastructure - Company - High+ | PRT_PRT_EF-CRE_ALL_ALL_ami_infra high+ | Other water efficiency | Customer Options | N | Preferred (most likely) programme | PWSPRT | Ml/d | 2 | [6 empty] | 0 | 0 | 0 | 0 | 0 | 0 | 0 | 0 | 0 | 0 | 0 | 0 | 0 | 0 | 0 | 0 | 0 | 0 | 0 | 0 | 0 | 0 | 0 | 0 | 0 | 0 | 0 | 0 | 0 | 0 | 0 | 0 | 0 | 0 | 0 | 0 | 0 | 0 | 0 | 0 | 0 | 0 | 0 | 0 | 0 | 0 | 0 | 0 | 0 | 0
52dA | AMI / Smart metering - Household - Company - High+ | PRT_PRT_EF-CRE_ALL_ALL_ami_smrt_m_hh high+ | Metering other selective | Customer Options | N | Preferred (most likely) programme | PWSPRT | Ml/d | 2 | [6 empty] | 0 | 0.0223 | 0.1907 | 0.4771 | 0.8777 | 1.3454 | 1.7949 | 2.2715 | 3.2607 | 3.4032 | 3.4032 | 3.4032 | 3.4032 | 3.4032 | 3.4032 | 3.4032 | 3.4032 | 3.4032 | 3.4032 | 3.4032 | 3.4032 | 3.4032 | 3.4032 | 3.4032 | 3.4032 | 3.4032 | 3.4032 | 3.4032 | 3.4032 | 3.4032 | 3.4032 | 3.4032 | 3.4032 | 3.4032 | 3.4032 | 3.4032 | 3.4032 | 3.4032 | 3.4032 | 3.4032 | 3.4032 | 3.4032 | 3.4032 | 3.4032 | 3.4032 | 3.4032 | 3.4032 | 3.4032 | 3.4032 | 3.4032
52dA | AMI / Smart metering - Non-Household - Company - High+ | PRT_PRT_EF-CRE_ALL_ALL_ami_smrt_m_nhh high+ | Metering other selective | Customer Options | N | Preferred (most likely) programme | PWSPRT | Ml/d | 2 | [6 empty] | 0.374 | 1.4961 | 2.5086 | 2.9729 | 3.424 | 3.4936 | 3.5632 | 3.6327 | 3.6771 | 3.6771 | 3.6771 | 3.6771 | 3.6771 | 3.6771 | 3.6771 | 3.6771 | 3.6771 | 3.6771 | 3.6771 | 3.6771 | 3.6771 | 3.6771 | 3.6771 | 3.6771 | 3.6771 | 3.6771 | 3.6771 | 3.6771 | 3.6771 | 3.6771 | 3.6771 | 3.6771 | 3.6771 | 3.6771 | 3.6771 | 3.6771 | 3.6771 | 3.6771 | 3.6771 | 3.6771 | 3.6771 | 3.6771 | 3.6771 | 3.6771 | 3.6771 | 3.6771 | 3.6771 | 3.6771 | 3.6771 | 3.6771
52dA | Compulsory metering – Household - Company - High+ | PRT_PRT_EF-CRE_ALL_ALL_comp metering high+ | Metering compulsory | Customer Options | N | Preferred (most likely) programme | PWSPRT | Ml/d | 2 | [6 empty] | 0 | 0.1041 | 0.8888 | 2.2231 | 4.0895 | 6.2682 | 8.3622 | 9.9894 | 9.9894 | 9.9894 | 9.9894 | 9.9894 | 9.9894 | 9.9894 | 9.9894 | 9.9894 | 9.9894 | 9.9894 | 9.9894 | 9.9894 | 9.9894 | 9.9894 | 9.9894 | 9.9894 | 9.9894 | 9.9894 | 9.9894 | 9.9894 | 9.9894 | 9.9894 | 9.9894 | 9.9894 | 9.9894 | 9.9894 | 9.9894 | 9.9894 | 9.9894 | 9.9894 | 9.9894 | 9.9894 | 9.9894 | 9.9894 | 9.9894 | 9.9894 | 9.9894 | 9.9894 | 9.9894 | 9.9894 | 9.9894 | 9.9894
52dA | Pressure control device - Company - High+ | PRT_PRT_EF-CRE_ALL_ALL_hh_pressure high+ | Retrofitting indoor water efficiency devices | Customer Options | N | Preferred (most likely) programme | PWSPRT | Ml/d | 2 | [6 empty] | 0.0015 | 0.0031 | 0.0047 | 0.0063 | 0.008 | 0.0271 | 0.0463 | 0.0655 | 0.0847 | 0.104 | 0.152 | 0.152 | 0.152 | 0.152 | 0.152 | 0.344 | 0.344 | 0.344 | 0.344 | 0.344 | 0.344 | 0.344 | 0.344 | 0.344 | 0.344 | 0.344 | 0.344 | 0.344 | 0.344 | 0.344 | 0.344 | 0.344 | 0.344 | 0.344 | 0.344 | 0.344 | 0.344 | 0.344 | 0.344 | 0.344 | 0.344 | 0.344 | 0.344 | 0.344 | 0.344 | 0.344 | 0.344 | 0.344 | 0.344 | 0.344
52dA | Optant metering - Company - High+ | PRT_PRT_EF-CRE_ALL_ALL_optant_meter high+ | Metering optants | Customer Options | N | Preferred (most likely) programme | PWSPRT | Ml/d | 2 | [6 empty] | 0.0313 | 0.0563 | 0.0763 | 0.0923 | 0.1051 | 0.1153 | 0.1235 | 0.1235 | 0.1235 | 0.1235 | 0.1235 | 0.1235 | 0.1235 | 0.1235 | 0.1235 | 0.1235 | 0.1235 | 0.1235 | 0.1235 | 0.1235 | 0.1235 | 0.1235 | 0.1235 | 0.1235 | 0.1235 | 0.1235 | 0.1235 | 0.1235 | 0.1235 | 0.1235 | 0.1235 | 0.1235 | 0.1235 | 0.1235 | 0.1235 | 0.1235 | 0.1235 | 0.1235 | 0.1235 | 0.1235 | 0.1235 | 0.1235 | 0.1235 | 0.1235 | 0.1235 | 0.1235 | 0.1235 | 0.1235 | 0.1235 | 0.1235
52dA | Government-led Demand Reduction - Profile C+ (Portsmouth Water) | PRT_PRT_EF-LKR_ALL_ALL_dmp prt gov c+2 | Other water efficiency | Customer Options | N | Preferred (most likely) programme | PWSPRT | Ml/d | 2 | [6 empty] | 0.30422 | 0.61533 | 0.9344 | 1.2609 | 1.5953 | 2.2574 | 2.9331 | 3.6194 | 4.3096 | 5.0075 | 6.383 | 7.7704 | 9.1682 | 10.5738 | 11.9868 | 13.077 | 14.1761 | 15.2876 | 16.412 | 17.5507 | 18.3477 | 19.148 | 19.955 | 20.7738 | 21.6026 | 21.7145 | 21.7615 | 21.8057 | 21.8481 | 21.8881 | 21.9268 | 21.9627 | 21.9989 | 22.0359 | 22.0733 | 22.11 | 22.1468 | 22.184 | 22.2215 | 22.2572 | 22.2923 | 22.3273 | 22.364 | 22.4011 | 22.4386 | 22.4763 | 22.5137 | 22.5521 | 22.5905 | 22.6294
52cA | Leakage reduction - Active Leakage Control - Company - High+ | PRT_PRT_EF-LKR_ALL_ALL_leakage_alc high+ | Active leakage management | Distribution Options | N | Preferred (most likely) programme | PWSPRT | Ml/d | 2 | [6 empty] | 1.9954 | 1.5687 | 1.662 | 2.2518 | 2.3699 | 2.4414 | 2.3459 | 2.2542 | 2.066 | 2.214 | 2.5126 | 2.8613 | 3.21 | 3.5587 | 3.8674 | 3.9274 | 3.9974 | 4.0674 | 4.1274 | 4.1974 | 4.2674 | 4.3374 | 4.3974 | 4.4574 | 4.5274 | 4.5974 | 4.6574 | 4.7174 | 4.7874 | 4.8474 | 4.9074 | 4.9674 | 5.0474 | 5.1174 | 5.1874 | 5.2674 | 5.3374 | 5.4074 | 5.4874 | 5.5574 | 5.6274 | 5.6974 | 5.7674 | 5.8374 | 5.9074 | 5.9774 | 6.0474 | 6.1174 | 6.1874 | 6.2574
52cA | Leakage reduction - Customer engagement / education / incentives - Non-Household - Company - High+ | PRT_PRT_EF-LKR_ALL_ALL_leakage_custen high+ | Other leakage control | Distribution Options | N | Preferred (most likely) programme | PWSPRT | Ml/d | 2 | [6 empty] | 0 | 0 | 0 | 0 | 0 | 0.0126 | 0.0252 | 0.0378 | 0.0504 | 0.063 | 0.0756 | 0.0882 | 0.1008 | 0.1134 | 0.126 | 0.1386 | 0.1512 | 0.1638 | 0.1764 | 0.189 | 0.2016 | 0.2142 | 0.2268 | 0.2394 | 0.252 | 0.2646 | 0.2772 | 0.2898 | 0.3 | 0.3 | 0.3 | 0.3 | 0.3 | 0.3 | 0.3 | 0.3 | 0.3 | 0.3 | 0.3 | 0.3 | 0.3 | 0.3 | 0.3 | 0.3 | 0.3 | 0.3 | 0.3 | 0.3 | 0.3 | 0.3
52dA | Household audit - Company - High+ | PRT_PRT_EF-WEF_ALL_ALL_audit_hh high+ | Household water audit | Customer Options | N | Preferred (most likely) programme | PWSPRT | Ml/d | 2 | [6 empty] | 0.085 | 0.17 | 0.255 | 0.3314 | 0.3994 | 0.459 | 0.51 | 0.5524 | 0.5864 | 0.5881 | 0.5898 | 0.5915 | 0.5932 | 0.595 | 0.5966 | 0.5983 | 0.6 | 0.6017 | 0.6034 | 0.6051 | 0.6068 | 0.6085 | 0.6102 | 0.612 | 0.6136 | 0.6153 | 0.617 | 0.6187 | 0.6204 | 0.6221 | 0.6238 | 0.6255 | 0.6272 | 0.629 | 0.6306 | 0.6323 | 0.634 | 0.6357 | 0.6374 | 0.6391 | 0.6408 | 0.6425 | 0.6442 | 0.646 | 0.6476 | 0.6493 | 0.651 | 0.6527 | 0.6544 | 0.6561
52dA | Non-household audit - Company - High+ | PRT_PRT_EF-WEF_ALL_ALL_audit_nhh high+ | Non-household water audit | Customer Options | N | Preferred (most likely) programme | PWSPRT | Ml/d | 2 | [6 empty] | 0.0027 | 0.0054 | 0.0082 | 0.0109 | 0.0137 | 0.0164 | 0.0191 | 0.0219 | 0.0246 | 0.0274 | 0.0301 | 0.0301 | 0.0301 | 0.0301 | 0.0301 | 0.0301 | 0.0301 | 0.0301 | 0.0301 | 0.0301 | 0.0301 | 0.0301 | 0.0301 | 0.0301 | 0.0301 | 0.0301 | 0.0301 | 0.0301 | 0.0301 | 0.0301 | 0.0301 | 0.0301 | 0.0301 | 0.0301 | 0.0301 | 0.0301 | 0.0301 | 0.0301 | 0.0301 | 0.0301 | 0.0301 | 0.0301 | 0.0301 | 0.0301 | 0.0301 | 0.0301 | 0.0301 | 0.0301 | 0.0301 | 0.0301
52dA | Awareness campaign: community - Company - High+ | PRT_PRT_EF-WEF_ALL_ALL_awareness high+ | Retrofitting indoor water efficiency devices | Customer Options | N | Preferred (most likely) programme | PWSPRT | Ml/d | 2 | [6 empty] | 0.2887 | 0.5775 | 0.8663 | 1.1551 | 1.444 | 1.7327 | 2.0215 | 2.3103 | 2.5991 | 2.888 | 2.902 | 2.916 | 2.903 | 2.945 | 2.959 | 2.974 | 2.988 | 3.003 | 3.017 | 3.031 | 3.046 | 3.06 | 3.0751 | 3.0896 | 3.104 | 3.1185 | 3.133 | 3.1473 | 3.1617 | 3.1762 | 3.1906 | 3.2051 | 3.2195 | 3.234 | 3.2484 | 3.2628 | 3.2773 | 3.2197 | 3.3061 | 3.3206 | 3.335 | 3.3495 | 3.364 | 3.3783 | 3.3928 | 3.4072 | 3.4217 | 3.4361 | 3.4505 | 3.465
52dA | Multi- channel proactive coms - Company - High+ | PRT_PRT_EF-WEF_ALL_ALL_comms high+ | Retrofitting indoor water efficiency devices | Customer Options | N | Preferred (most likely) programme | PWSPRT | Ml/d | 2 | [6 empty] | 0.0604 | 0.1208 | 0.1813 | 0.2418 | 0.3023 | 0.3627 | 0.4233 | 0.4837 | 0.5442 | 0.6047 | 0.6652 | 0.7256 | 0.7256 | 0.7256 | 0.7256 | 0.7256 | 0.7256 | 0.7256 | 0.7256 | 0.7256 | 0.7256 | 0.7256 | 0.7256 | 0.7256 | 0.7256 | 0.7256 | 0.7256 | 0.7256 | 0.7256 | 0.7256 | 0.7256 | 0.7256 | 0.7256 | 0.7256 | 0.7256 | 0.7256 | 0.7256 | 0.7256 | 0.7256 | 0.7256 | 0.7256 | 0.7256 | 0.7256 | 0.7256 | 0.7256 | 0.7256 | 0.7256 | 0.7256 | 0.7256 | 0.7256
52dA | Education programme - Company - High+ | PRT_PRT_EF-WEF_ALL_ALL_education high+ | Household water audit | Customer Options | N | Preferred (most likely) programme | PWSPRT | Ml/d | 2 | [6 empty] | 0.0113 | 0.0226 | 0.034 | 0.0453 | 0.0566 | 0.068 | 0.0793 | 0.0906 | 0.102 | 0.1133 | 0.1246 | 0.136 | 0.1473 | 0.1577 | 0.17 | 0.1813 | 0.1927 | 0.2041 | 0.2145 | 0.2267 | 0.2381 | 0.2494 | 0.2607 | 0.2721 | 0.2834 | 0.2834 | 0.2834 | 0.2834 | 0.2834 | 0.2834 | 0.2834 | 0.2834 | 0.2834 | 0.2834 | 0.2834 | 0.2834 | 0.2834 | 0.2834 | 0.2834 | 0.2834 | 0.2834 | 0.2834 | 0.2834 | 0.2834 | 0.2834 | 0.2834 | 0.2834 | 0.2834 | 0.2834 | 0.2834
52dA | Retrofit Gadgets - Company - High+ | PRT_PRT_EF-WEF_ALL_ALL_gadgets high+ | Retrofitting indoor water efficiency devices | Customer Options | N | Preferred (most likely) programme | PWSPRT | Ml/d | 2 | [6 empty] | 0.0025 | 0.0052 | 0.0078 | 0.0105 | 0.0131 | 0.0157 | 0.0184 | 0.0211 | 0.0236 | 0.0263 | 0.029 | 0.0316 | 0.0342 | 0.0368 | 0.0395 | 0.0422 | 0.0447 | 0.0474 | 0.0501 | 0.0527 | 0.0553 | 0.058 | 0.0606 | 0.0633 | 0.066 | 0.0527 | 0.0553 | 0.058 | 0.0606 | 0.0633 | 0.066 | 0.0685 | 0.0712 | 0.0738 | 0.0765 | 0.0791 | 0.0817 | 0.0844 | 0.0871 | 0.0896 | 0.0923 | 0.095 | 0.0976 | 0.1002 | 0.1028 | 0.1055 | 0.1082 | 0.1107 | 0.1134 | 0.1161
52dA | Introduce innovative tariffs - Company - High+ | PRT_PRT_EF-WEF_ALL_ALL_innovative tariffs high+ | Retrofitting indoor water efficiency devices | Customer Options | N | Preferred (most likely) programme | PWSPRT | Ml/d | 2 | [6 empty] | 0 | 0 | 0 | 0 | 0 | 0 | 0 | 0 | 0 | 0 | 2.0133 | 2.0313 | 2.0485 | 2.0645 | 2.0794 | 2.0943 | 2.1091 | 2.1238 | 2.1385 | 2.153 | 2.1675 | 2.1819 | 2.1962 | 2.2104 | 2.2245 | 2.2386 | 2.2455 | 2.2519 | 2.2581 | 2.2641 | 2.2703 | 2.2764 | 2.2825 | 2.2884 | 2.2942 | 2.3001 | 2.3063 | 2.3125 | 2.319 | 2.3256 | 2.3325 | 2.3397 | 2.3468 | 2.3538 | 2.3609 | 2.3677 | 2.3746 | 2.3814 | 2.3882 | 2.3949
52dA | Leak Alarm - Company - High+ | PRT_PRT_EF-WEF_ALL_ALL_leak_alarm high+ | Retrofitting indoor water efficiency devices | Customer Options | N | Preferred (most likely) programme | PWSPRT | Ml/d | 2 | [6 empty] | 0.015 | 0.03 | 0.045 | 0.06 | 0.075 | 0.075 | 0.075 | 0.075 | 0.075 | 0.075 | 0.075 | 0.075 | 0.075 | 0.075 | 0.075 | 0.075 | 0.075 | 0.075 | 0.075 | 0.075 | 0.075 | 0.075 | 0.075 | 0.075 | 0.075 | 0.075 | 0.075 | 0.075 | 0.075 | 0.075 | 0.075 | 0.075 | 0.075 | 0.075 | 0.075 | 0.075 | 0.075 | 0.075 | 0.075 | 0.075 | 0.075 | 0.075 | 0.075 | 0.075 | 0.075 | 0.075 | 0.075 | 0.075 | 0.075 | 0.075
52dA | Metering CSL - Company - High+ | PRT_PRT_EF-WEF_ALL_ALL_meter csl high+ | Supply pipe repairs / replacement | Customer Options | N | Preferred (most likely) programme | PWSPRT | Ml/d | 2 | [6 empty] | 0 | 0.0875 | 0.7475 | 1.8696 | 3.4393 | 5.2717 | 7.0328 | 8.571 | 9.8887 | 10.0786 | 10.0786 | 10.0786 | 10.0786 | 10.0786 | 10.0786 | 10.0786 | 10.0786 | 10.0786 | 10.0786 | 10.0786 | 10.0786 | 10.0786 | 10.0786 | 10.0786 | 10.0786 | 10.0786 | 10.0786 | 10.0786 | 10.0786 | 10.0786 | 10.0786 | 10.0786 | 10.0786 | 10.0786 | 10.0786 | 10.0786 | 10.0786 | 10.0786 | 10.0786 | 10.0786 | 10.0786 | 10.0786 | 10.0786 | 10.0786 | 10.0786 | 10.0786 | 10.0786 | 10.0786 | 10.0786 | 10.0786
52dA | Community Reward (Waterfit platform) - Company - High+ | PRT_PRT_EF-WEF_ALL_ALL_reduce_consump high+ | Retrofitting indoor water efficiency devices | Customer Options | N | Preferred (most likely) programme | PWSPRT | Ml/d | 2 | [6 empty] | 0.044 | 0.088 | 0.132 | 0.176 | 0.22 | 0.264 | 0.308 | 0.352 | 0.396 | 0.44 | 0.484 | 0.528 | 0.572 | 0.616 | 0.66 | 0.704 | 0.748 | 0.792 | 0.836 | 0.88 | 0.924 | 0.968 | 1.012 | 1.056 | 1.1 | 1.1 | 1.1 | 1.1 | 1.1 | 1.1 | 1.1 | 1.1 | 1.1 | 1.1 | 1.1 | 1.1 | 1.1 | 1.1 | 1.1 | 1.1 | 1.1 | 1.1 | 1.1 | 1.1 | 1.1 | 1.1 | 1.1 | 1.1 | 1.1 | 1.1
52dA | Vulnerability - Company - High+ | PRT_PRT_EF-WEF_ALL_ALL_vulnerability high+ | Retrofitting indoor water efficiency devices | Customer Options | N | Preferred (most likely) programme | PWSPRT | Ml/d | 2 | [6 empty] | 0.0001 | 0.0003 | 0.0004 | 0.0006 | 0.0008 | 0.001 | 0.0012 | 0.0013 | 0.0015 | 0.0017 | 0.0018 | 0.0021 | 0.0023 | 0.0024 | 0.0026 | 0.0027 | 0.003 | 0.0032 | 0.0033 | 0.0035 | 0.0037 | 0.0038 | 0.0041 | 0.0042 | 0.0044 | 0.0044 | 0.0044 | 0.0044 | 0.0044 | 0.0044 | 0.0044 | 0.0044 | 0.0044 | 0.0044 | 0.0044 | 0.0044 | 0.0044 | 0.0044 | 0.0044 | 0.0044 | 0.0044 | 0.0044 | 0.0044 | 0.0044 | 0.0044 | 0.0044 | 0.0044 | 0.0044 | 0.0044 | 0.0044
52cA | Upgrade Source O Booster to 25Mld | PRT_PRT_HI-ROC_ALL_ALL_Source O booster | Trunk mains renewal/new | Distribution Options | N | Preferred (most likely) programme | PWSPRT | Ml/d | 2 | Gains in Water Available For Use / Savings in Demand under the selected programme (Ml/d) input as +ve 2033-34: 4.1; Gains in Water Available For Use / Savings in Demand under the selected programme (Ml/d) input as +ve 2034-35: 4.1; Gains in Water Available For Use / Savings in Demand under the selected programme (Ml/d) input as +ve 2035-36: 4.1; Gains in Water Available For Use / Savings in Demand under the selected programme (Ml/d) input as +ve 2036-37: 4.1; Gains in Water Available For Use / Savings in Demand under the selected programme (Ml/d) input as +ve 2037-38: 4.1; Gains in Water Available For Use / Savings in Demand under the selected programme (Ml/d) input as +ve 2038-39: 4.1; Gains in Water Available For Use / Savings in Demand under the selected programme (Ml/d) input as +ve 2039-40: 4.1; Gains in Water Available For Use / Savings in Demand under the selected programme (Ml/d) input as +ve 2040-41: 4.1; Gains in Water Available For Use / Savings in Demand under the selected programme (Ml/d) input as +ve 2041-42: 4.1; Gains in Water Available For Use / Savings in Demand under the selected programme (Ml/d) input as +ve 2042-43: 4.1; Gains in Water Available For Use / Savings in Demand under the selected programme (Ml/d) input as +ve 2043-44: 4.1; Gains in Water Available For Use / Savings in Demand under the selected programme (Ml/d) input as +ve 2044-45: 4.1; Gains in Water Available For Use / Savings in Demand under the selected programme (Ml/d) input as +ve 2045-46: 4.1; Gains in Water Available For Use / Savings in Demand under the selected programme (Ml/d) input as +ve 2046-47: 4.1; Gains in Water Available For Use / Savings in Demand under the selected programme (Ml/d) input as +ve 2047-48: 4.1; Gains in Water Available For Use / Savings in Demand under the selected programme (Ml/d) input as +ve 2048-49: 4.1; Gains in Water Available For Use / Savings in Demand under the selected programme (Ml/d) input as +ve 2049-50: 4.1; Gains in Water Available For Use / Savings in Demand under the selected programme (Ml/d) input as +ve 2050-51: 4.1; Gains in Water Available For Use / Savings in Demand under the selected programme (Ml/d) input as +ve 2051-52: 4.1; Gains in Water Available For Use / Savings in Demand under the selected programme (Ml/d) input as +ve 2052-53: 4.1; Gains in Water Available For Use / Savings in Demand under the selected programme (Ml/d) input as +ve 2053-54: 4.1; Gains in Water Available For Use / Savings in Demand under the selected programme (Ml/d) input as +ve 2054-55: 4.1; Gains in Water Available For Use / Savings in Demand under the selected programme (Ml/d) input as +ve 2055-56: 4.1; Gains in Water Available For Use / Savings in Demand under the selected programme (Ml/d) input as +ve 2056-57: 4.1; Gains in Water Available For Use / Savings in Demand under the selected programme (Ml/d) input as +ve 2057-58: 4.1; Gains in Water Available For Use / Savings in Demand under the selected programme (Ml/d) input as +ve 2058-59: 4.1; Gains in Water Available For Use / Savings in Demand under the selected programme (Ml/d) input as +ve 2059-60: 4.1; Gains in Water Available For Use / Savings in Demand under the selected programme (Ml/d) input as +ve 2060-61: 4.1; Gains in Water Available For Use / Savings in Demand under the selected programme (Ml/d) input as +ve 2061-62: 4.1; Gains in Water Available For Use / Savings in Demand under the selected programme (Ml/d) input as +ve 2062-63: 4.1; Gains in Water Available For Use / Savings in Demand under the selected programme (Ml/d) input as +ve 2063-64: 4.1; Gains in Water Available For Use / Savings in Demand under the selected programme (Ml/d) input as +ve 2064-65: 4.1; Gains in Water Available For Use / Savings in Demand under the selected programme (Ml/d) input as +ve 2065-66: 4.1; Gains in Water Available For Use / Savings in Demand under the selected programme (Ml/d) input as +ve 2066-67: 4.1; Gains in Water Available For Use / Savings in Demand under the selected programme (Ml/d) input as +ve 2067-68: 4.1; Gains in Water Available For Use / Savings in Demand under the selected programme (Ml/d) input as +ve 2068-69: 4.1; Gains in Water Available For Use / Savings in Demand under the selected programme (Ml/d) input as +ve 2069-70: 4.1; Gains in Water Available For Use / Savings in Demand under the selected programme (Ml/d) input as +ve 2070-71: 4.1; Gains in Water Available For Use / Savings in Demand under the selected programme (Ml/d) input as +ve 2071-72: 4.1; Gains in Water Available For Use / Savings in Demand under the selected programme (Ml/d) input as +ve 2072-73: 4.1; Gains in Water Available For Use / Savings in Demand under the selected programme (Ml/d) input as +ve 2073-74: 4.1; Gains in Water Available For Use / Savings in Demand under the selected programme (Ml/d) input as +ve 2074-75: 4.1
52cA | HT 20 Ml/d to Reservoir B via Works A: Phase 1 10Ml/d WTW | PRT_PRT_HI-ROC_NET_ALL_Works A to Reservoir B 20_p1 | Trunk mains renewal/new | Distribution Options | N | Preferred (most likely) programme | PWSPRT | Ml/d | 2 | Gains in Water Available For Use / Savings in Demand under the selected programme (Ml/d) input as +ve 2046-47: 0; Gains in Water Available For Use / Savings in Demand under the selected programme (Ml/d) input as +ve 2047-48: 0; Gains in Water Available For Use / Savings in Demand under the selected programme (Ml/d) input as +ve 2048-49: 0; Gains in Water Available For Use / Savings in Demand under the selected programme (Ml/d) input as +ve 2049-50: 0; Gains in Water Available For Use / Savings in Demand under the selected programme (Ml/d) input as +ve 2050-51: 0; Gains in Water Available For Use / Savings in Demand under the selected programme (Ml/d) input as +ve 2051-52: 0; Gains in Water Available For Use / Savings in Demand under the selected programme (Ml/d) input as +ve 2052-53: 0; Gains in Water Available For Use / Savings in Demand under the selected programme (Ml/d) input as +ve 2053-54: 0; Gains in Water Available For Use / Savings in Demand under the selected programme (Ml/d) input as +ve 2054-55: 0; Gains in Water Available For Use / Savings in Demand under the selected programme (Ml/d) input as +ve 2055-56: 0; Gains in Water Available For Use / Savings in Demand under the selected programme (Ml/d) input as +ve 2056-57: 0; Gains in Water Available For Use / Savings in Demand under the selected programme (Ml/d) input as +ve 2057-58: 0; Gains in Water Available For Use / Savings in Demand under the selected programme (Ml/d) input as +ve 2058-59: 0; Gains in Water Available For Use / Savings in Demand under the selected programme (Ml/d) input as +ve 2059-60: 0; Gains in Water Available For Use / Savings in Demand under the selected programme (Ml/d) input as +ve 2060-61: 0; Gains in Water Available For Use / Savings in Demand under the selected programme (Ml/d) input as +ve 2061-62: 0; Gains in Water Available For Use / Savings in Demand under the selected programme (Ml/d) input as +ve 2062-63: 0; Gains in Water Available For Use / Savings in Demand under the selected programme (Ml/d) input as +ve 2063-64: 0; Gains in Water Available For Use / Savings in Demand under the selected programme (Ml/d) input as +ve 2064-65: 0; Gains in Water Available For Use / Savings in Demand under the selected programme (Ml/d) input as +ve 2065-66: 0; Gains in Water Available For Use / Savings in Demand under the selected programme (Ml/d) input as +ve 2066-67: 0; Gains in Water Available For Use / Savings in Demand under the selected programme (Ml/d) input as +ve 2067-68: 0; Gains in Water Available For Use / Savings in Demand under the selected programme (Ml/d) input as +ve 2068-69: 0; Gains in Water Available For Use / Savings in Demand under the selected programme (Ml/d) input as +ve 2069-70: 0; Gains in Water Available For Use / Savings in Demand under the selected programme (Ml/d) input as +ve 2070-71: 0; Gains in Water Available For Use / Savings in Demand under the selected programme (Ml/d) input as +ve 2071-72: 0; Gains in Water Available For Use / Savings in Demand under the selected programme (Ml/d) input as +ve 2072-73: 0; Gains in Water Available For Use / Savings in Demand under the selected programme (Ml/d) input as +ve 2073-74: 0; Gains in Water Available For Use / Savings in Demand under the selected programme (Ml/d) input as +ve 2074-75: 0
52cA | HT 20 Ml/d to Reservoir B via Works A: Phase 2 10Ml/d WTW | PRT_PRT_HI-ROC_NET_ALL_Works A to Reservoir B 20_p2 | Trunk mains renewal/new | Distribution Options | N | Preferred (most likely) programme | PWSPRT | Ml/d | 2 | Gains in Water Available For Use / Savings in Demand under the selected programme (Ml/d) input as +ve 2048-49: 0; Gains in Water Available For Use / Savings in Demand under the selected programme (Ml/d) input as +ve 2049-50: 0; Gains in Water Available For Use / Savings in Demand under the selected programme (Ml/d) input as +ve 2050-51: 0; Gains in Water Available For Use / Savings in Demand under the selected programme (Ml/d) input as +ve 2051-52: 0; Gains in Water Available For Use / Savings in Demand under the selected programme (Ml/d) input as +ve 2052-53: 0; Gains in Water Available For Use / Savings in Demand under the selected programme (Ml/d) input as +ve 2053-54: 0; Gains in Water Available For Use / Savings in Demand under the selected programme (Ml/d) input as +ve 2054-55: 0; Gains in Water Available For Use / Savings in Demand under the selected programme (Ml/d) input as +ve 2055-56: 0; Gains in Water Available For Use / Savings in Demand under the selected programme (Ml/d) input as +ve 2056-57: 0; Gains in Water Available For Use / Savings in Demand under the selected programme (Ml/d) input as +ve 2057-58: 0; Gains in Water Available For Use / Savings in Demand under the selected programme (Ml/d) input as +ve 2058-59: 0; Gains in Water Available For Use / Savings in Demand under the selected programme (Ml/d) input as +ve 2059-60: 0; Gains in Water Available For Use / Savings in Demand under the selected programme (Ml/d) input as +ve 2060-61: 0; Gains in Water Available For Use / Savings in Demand under the selected programme (Ml/d) input as +ve 2061-62: 0; Gains in Water Available For Use / Savings in Demand under the selected programme (Ml/d) input as +ve 2062-63: 0; Gains in Water Available For Use / Savings in Demand under the selected programme (Ml/d) input as +ve 2063-64: 0; Gains in Water Available For Use / Savings in Demand under the selected programme (Ml/d) input as +ve 2064-65: 0; Gains in Water Available For Use / Savings in Demand under the selected programme (Ml/d) input as +ve 2065-66: 0; Gains in Water Available For Use / Savings in Demand under the selected programme (Ml/d) input as +ve 2066-67: 0; Gains in Water Available For Use / Savings in Demand under the selected programme (Ml/d) input as +ve 2067-68: 0; Gains in Water Available For Use / Savings in Demand under the selected programme (Ml/d) input as +ve 2068-69: 0; Gains in Water Available For Use / Savings in Demand under the selected programme (Ml/d) input as +ve 2069-70: 0; Gains in Water Available For Use / Savings in Demand under the selected programme (Ml/d) input as +ve 2070-71: 0; Gains in Water Available For Use / Savings in Demand under the selected programme (Ml/d) input as +ve 2071-72: 0; Gains in Water Available For Use / Savings in Demand under the selected programme (Ml/d) input as +ve 2072-73: 0; Gains in Water Available For Use / Savings in Demand under the selected programme (Ml/d) input as +ve 2073-74: 0; Gains in Water Available For Use / Savings in Demand under the selected programme (Ml/d) input as +ve 2074-75: 0
52aA | HT to SRN Otterbourne WSW 20Ml/d spur to Reservoir C: 10Ml/d WTW Phase 1 | PRT_PRT_HI-TFR_HTE_ALL_ht to Reservoir C 20_p1 | Internal raw water transfer | Resource Options | N | Preferred (most likely) programme | PWSPRT | Ml/d | 2 | Gains in Water Available For Use / Savings in Demand under the selected programme (Ml/d) input as +ve 2049-50: 0; Gains in Water Available For Use / Savings in Demand under the selected programme (Ml/d) input as +ve 2050-51: 0; Gains in Water Available For Use / Savings in Demand under the selected programme (Ml/d) input as +ve 2051-52: 0; Gains in Water Available For Use / Savings in Demand under the selected programme (Ml/d) input as +ve 2052-53: 0; Gains in Water Available For Use / Savings in Demand under the selected programme (Ml/d) input as +ve 2053-54: 0; Gains in Water Available For Use / Savings in Demand under the selected programme (Ml/d) input as +ve 2054-55: 0; Gains in Water Available For Use / Savings in Demand under the selected programme (Ml/d) input as +ve 2055-56: 0; Gains in Water Available For Use / Savings in Demand under the selected programme (Ml/d) input as +ve 2056-57: 0; Gains in Water Available For Use / Savings in Demand under the selected programme (Ml/d) input as +ve 2057-58: 0; Gains in Water Available For Use / Savings in Demand under the selected programme (Ml/d) input as +ve 2058-59: 0; Gains in Water Available For Use / Savings in Demand under the selected programme (Ml/d) input as +ve 2059-60: 0; Gains in Water Available For Use / Savings in Demand under the selected programme (Ml/d) input as +ve 2060-61: 0; Gains in Water Available For Use / Savings in Demand under the selected programme (Ml/d) input as +ve 2061-62: 0; Gains in Water Available For Use / Savings in Demand under the selected programme (Ml/d) input as +ve 2062-63: 0; Gains in Water Available For Use / Savings in Demand under the selected programme (Ml/d) input as +ve 2063-64: 0; Gains in Water Available For Use / Savings in Demand under the selected programme (Ml/d) input as +ve 2064-65: 0; Gains in Water Available For Use / Savings in Demand under the selected programme (Ml/d) input as +ve 2065-66: 0; Gains in Water Available For Use / Savings in Demand under the selected programme (Ml/d) input as +ve 2066-67: 0; Gains in Water Available For Use / Savings in Demand under the selected programme (Ml/d) input as +ve 2067-68: 0; Gains in Water Available For Use / Savings in Demand under the selected programme (Ml/d) input as +ve 2068-69: 0; Gains in Water Available For Use / Savings in Demand under the selected programme (Ml/d) input as +ve 2069-70: 0; Gains in Water Available For Use / Savings in Demand under the selected programme (Ml/d) input as +ve 2070-71: 0; Gains in Water Available For Use / Savings in Demand under the selected programme (Ml/d) input as +ve 2071-72: 0; Gains in Water Available For Use / Savings in Demand under the selected programme (Ml/d) input as +ve 2072-73: 0; Gains in Water Available For Use / Savings in Demand under the selected programme (Ml/d) input as +ve 2073-74: 0; Gains in Water Available For Use / Savings in Demand under the selected programme (Ml/d) input as +ve 2074-75: 0
52aA | HT to SRN Otterbourne WSW 20Ml/d spur to Reservoir C: 10Ml/d WTW Phase 2 | PRT_PRT_HI-TFR_HTE_ALL_ht to Reservoir C 20_p2 | Internal raw water transfer | Resource Options | N | Preferred (most likely) programme | PWSPRT | Ml/d | 2 | Gains in Water Available For Use / Savings in Demand under the selected programme (Ml/d) input as +ve 2069-70: 0; Gains in Water Available For Use / Savings in Demand under the selected programme (Ml/d) input as +ve 2070-71: 0; Gains in Water Available For Use / Savings in Demand under the selected programme (Ml/d) input as +ve 2071-72: 0; Gains in Water Available For Use / Savings in Demand under the selected programme (Ml/d) input as +ve 2072-73: 0; Gains in Water Available For Use / Savings in Demand under the selected programme (Ml/d) input as +ve 2073-74: 0; Gains in Water Available For Use / Savings in Demand under the selected programme (Ml/d) input as +ve 2074-75: 0
52aA | Drought Permit: Source S (to 2041) | PRT_PRT_RE-DRP_ALL_ALL_Source S drought | Drought permits/orders | Resource Options | N | Preferred (most likely) programme | PWSPRT | Ml/d | 2 |  |  | 3.4 | 3.4 | 3.4 | 3.4 | 3.4 | 3.4 | 3.4 | 3.4 | 3.4 | 3.4 | 3.4 | 3.4 | 3.4 | 3.4 | 3.4 | 3.4 | 3.4 | 3.4 | 3.4 | 3.4 | 0 | 0 | 0 | 0 | 0 | 0 | 0 | 0 | 0 | 0 | 0 | 0 | 0 | 0 | 0 | 0 | 0 | 0 | 0 | 0 | 0 | 0 | 0 | 0 | 0 | 0 | 0 | 0 | 0 | 0 | 0 | 0 | 0 | 0
52dA | Non-essential use bans | PRT_PRT_RE-OTH_ALL_ALL_neubs | Drought - water use restrictions | Customer Options | N | Preferred (most likely) programme | PWSPRT | Ml/d | 2 |  |  | 5.3 | 5.3 | 5.3 | 5.3 | 5.3 | 5.3 | 5.3 | 5.3 | 5.3 | 5.3 | 5.3 | 5.3 | 5.3 | 5.3 | 5.3 | 5.3 | 5.3 | 5.3 | 5.3 | 5.3 | 5.3 | 5.3 | 5.3 | 5.3 | 5.3 | 5.3 | 5.3 | 5.3 | 5.3 | 5.3 | 5.3 | 5.3 | 5.3 | 5.3 | 5.3 | 5.3 | 5.3 | 5.3 | 5.3 | 5.3 | 5.3 | 5.3 | 5.3 | 5.3 | 5.3 | 5.3 | 5.3 | 5.3 | 5.3 | 5.3 | 5.3 | 5.3 | 5.3 | 5.3
52dA | Temporary use bans | PRT_PRT_RE-OTH_ALL_ALL_tubs | Drought - water use restrictions | Customer Options | N | Preferred (most likely) programme | PWSPRT | Ml/d | 2 |  |  | 13.5 | 13.5 | 13.5 | 13.5 | 13.5 | 13.5 | 13.5 | 13.5 | 13.5 | 13.5 | 13.5 | 13.5 | 13.5 | 13.5 | 13.5 | 13.5 | 13.5 | 13.5 | 13.5 | 13.5 | 13.5 | 13.5 | 13.5 | 13.5 | 13.5 | 13.5 | 13.5 | 13.5 | 13.5 | 13.5 | 13.5 | 13.5 | 13.5 | 13.5 | 13.5 | 13.5 | 13.5 | 13.5 | 13.5 | 13.5 | 13.5 | 13.5 | 13.5 | 13.5 | 13.5 | 13.5 | 13.5 | 13.5 | 13.5 | 13.5 | 13.5 | 13.5 | 13.5 | 13.5
52aA | SRN Pulborough WSW To Havant Thicket: 50Ml/d | PRT_PWE_HI-TFR_TWJ_ALL_SRN Pulborough WSW-havant r 50 | External raw water bulk supply/transfer | Resource Options | N | Preferred (most likely) programme | PWSPRT | Ml/d | 2 | Gains in Water Available For Use / Savings in Demand under the selected programme (Ml/d) input as +ve 2055-56: 0; Gains in Water Available For Use / Savings in Demand under the selected programme (Ml/d) input as +ve 2056-57: 0; Gains in Water Available For Use / Savings in Demand under the selected programme (Ml/d) input as +ve 2057-58: 0; Gains in Water Available For Use / Savings in Demand under the selected programme (Ml/d) input as +ve 2058-59: 0; Gains in Water Available For Use / Savings in Demand under the selected programme (Ml/d) input as +ve 2059-60: 0; Gains in Water Available For Use / Savings in Demand under the selected programme (Ml/d) input as +ve 2060-61: 0; Gains in Water Available For Use / Savings in Demand under the selected programme (Ml/d) input as +ve 2061-62: 0; Gains in Water Available For Use / Savings in Demand under the selected programme (Ml/d) input as +ve 2062-63: 0; Gains in Water Available For Use / Savings in Demand under the selected programme (Ml/d) input as +ve 2063-64: 0; Gains in Water Available For Use / Savings in Demand under the selected programme (Ml/d) input as +ve 2064-65: 0; Gains in Water Available For Use / Savings in Demand under the selected programme (Ml/d) input as +ve 2065-66: 0; Gains in Water Available For Use / Savings in Demand under the selected programme (Ml/d) input as +ve 2066-67: 0; Gains in Water Available For Use / Savings in Demand under the selected programme (Ml/d) input as +ve 2067-68: 0; Gains in Water Available For Use / Savings in Demand under the selected programme (Ml/d) input as +ve 2068-69: 0; Gains in Water Available For Use / Savings in Demand under the selected programme (Ml/d) input as +ve 2069-70: 0; Gains in Water Available For Use / Savings in Demand under the selected programme (Ml/d) input as +ve 2070-71: 0; Gains in Water Available For Use / Savings in Demand under the selected programme (Ml/d) input as +ve 2071-72: 0; Gains in Water Available For Use / Savings in Demand under the selected programme (Ml/d) input as +ve 2072-73: 0; Gains in Water Available For Use / Savings in Demand under the selected programme (Ml/d) input as +ve 2073-74: 0; Gains in Water Available For Use / Savings in Demand under the selected programme (Ml/d) input as +ve 2074-75: 0
52aA | SRN Pulborough WSW To Havant Thicket: 50Ml/d | PRT_PWE_HI-TFR_TWJ_ALL_SRN Pulborough WSW-havant r 50 | External raw water bulk supply/transfer | Resource Options | N | Preferred (most likely) programme | SWSSNT | Ml/d | 2 | Gains in Water Available For Use / Savings in Demand under the selected programme (Ml/d) input as +ve 2055-56: 0; Gains in Water Available For Use / Savings in Demand under the selected programme (Ml/d) input as +ve 2056-57: 0; Gains in Water Available For Use / Savings in Demand under the selected programme (Ml/d) input as +ve 2057-58: 0; Gains in Water Available For Use / Savings in Demand under the selected programme (Ml/d) input as +ve 2058-59: 0; Gains in Water Available For Use / Savings in Demand under the selected programme (Ml/d) input as +ve 2059-60: 0; Gains in Water Available For Use / Savings in Demand under the selected programme (Ml/d) input as +ve 2060-61: 0; Gains in Water Available For Use / Savings in Demand under the selected programme (Ml/d) input as +ve 2061-62: 0; Gains in Water Available For Use / Savings in Demand under the selected programme (Ml/d) input as +ve 2062-63: 0; Gains in Water Available For Use / Savings in Demand under the selected programme (Ml/d) input as +ve 2063-64: 0; Gains in Water Available For Use / Savings in Demand under the selected programme (Ml/d) input as +ve 2064-65: 0; Gains in Water Available For Use / Savings in Demand under the selected programme (Ml/d) input as +ve 2065-66: 0; Gains in Water Available For Use / Savings in Demand under the selected programme (Ml/d) input as +ve 2066-67: 0; Gains in Water Available For Use / Savings in Demand under the selected programme (Ml/d) input as +ve 2067-68: 0; Gains in Water Available For Use / Savings in Demand under the selected programme (Ml/d) input as +ve 2068-69: 0; Gains in Water Available For Use / Savings in Demand under the selected programme (Ml/d) input as +ve 2069-70: 0; Gains in Water Available For Use / Savings in Demand under the selected programme (Ml/d) input as +ve 2070-71: 0; Gains in Water Available For Use / Savings in Demand under the selected programme (Ml/d) input as +ve 2071-72: 0; Gains in Water Available For Use / Savings in Demand under the selected programme (Ml/d) input as +ve 2072-73: 0; Gains in Water Available For Use / Savings in Demand under the selected programme (Ml/d) input as +ve 2073-74: 0; Gains in Water Available For Use / Savings in Demand under the selected programme (Ml/d) input as +ve 2074-75: 0
52cA | SRN Otterbourne WSW to Source A | PRT_SRN Otterbourne WSW-Source A p | External potable bulk supply/transfer | Distribution Options | N | Preferred (most likely) programme | SWSHSE | Ml/d | 2 | Gains in Water Available For Use / Savings in Demand under the selected programme (Ml/d) input as +ve 2039-40: -26.107; Gains in Water Available For Use / Savings in Demand under the selected programme (Ml/d) input as +ve 2040-41: -30.4229; Gains in Water Available For Use / Savings in Demand under the selected programme (Ml/d) input as +ve 2041-42: -30.254; Gains in Water Available For Use / Savings in Demand under the selected programme (Ml/d) input as +ve 2042-43: -33.0146; Gains in Water Available For Use / Savings in Demand under the selected programme (Ml/d) input as +ve 2043-44: -36.6237; Gains in Water Available For Use / Savings in Demand under the selected programme (Ml/d) input as +ve 2044-45: -41.2365; Gains in Water Available For Use / Savings in Demand under the selected programme (Ml/d) input as +ve 2045-46: -44.1654; Gains in Water Available For Use / Savings in Demand under the selected programme (Ml/d) input as +ve 2046-47: -45; Gains in Water Available For Use / Savings in Demand under the selected programme (Ml/d) input as +ve 2047-48: -45; Gains in Water Available For Use / Savings in Demand under the selected programme (Ml/d) input as +ve 2048-49: -45; Gains in Water Available For Use / Savings in Demand under the selected programme (Ml/d) input as +ve 2049-50: -45; Gains in Water Available For Use / Savings in Demand under the selected programme (Ml/d) input as +ve 2050-51: -45; Gains in Water Available For Use / Savings in Demand under the selected programme (Ml/d) input as +ve 2051-52: -45; Gains in Water Available For Use / Savings in Demand under the selected programme (Ml/d) input as +ve 2052-53: -45; Gains in Water Available For Use / Savings in Demand under the selected programme (Ml/d) input as +ve 2053-54: -45; Gains in Water Available For Use / Savings in Demand under the selected programme (Ml/d) input as +ve 2054-55: -45; Gains in Water Available For Use / Savings in Demand under the selected programme (Ml/d) input as +ve 2055-56: -45; Gains in Water Available For Use / Savings in Demand under the selected programme (Ml/d) input as +ve 2056-57: -45; Gains in Water Available For Use / Savings in Demand under the selected programme (Ml/d) input as +ve 2057-58: -45; Gains in Water Available For Use / Savings in Demand under the selected programme (Ml/d) input as +ve 2058-59: -45; Gains in Water Available For Use / Savings in Demand under the selected programme (Ml/d) input as +ve 2059-60: -45; Gains in Water Available For Use / Savings in Demand under the selected programme (Ml/d) input as +ve 2060-61: -45; Gains in Water Available For Use / Savings in Demand under the selected programme (Ml/d) input as +ve 2061-62: -45; Gains in Water Available For Use / Savings in Demand under the selected programme (Ml/d) input as +ve 2062-63: -45; Gains in Water Available For Use / Savings in Demand under the selected programme (Ml/d) input as +ve 2063-64: -45; Gains in Water Available For Use / Savings in Demand under the selected programme (Ml/d) input as +ve 2064-65: -45; Gains in Water Available For Use / Savings in Demand under the selected programme (Ml/d) input as +ve 2065-66: -45; Gains in Water Available For Use / Savings in Demand under the selected programme (Ml/d) input as +ve 2066-67: -45; Gains in Water Available For Use / Savings in Demand under the selected programme (Ml/d) input as +ve 2067-68: -45; Gains in Water Available For Use / Savings in Demand under the selected programme (Ml/d) input as +ve 2068-69: -45; Gains in Water Available For Use / Savings in Demand under the selected programme (Ml/d) input as +ve 2069-70: -45; Gains in Water Available For Use / Savings in Demand under the selected programme (Ml/d) input as +ve 2070-71: -45; Gains in Water Available For Use / Savings in Demand under the selected programme (Ml/d) input as +ve 2071-72: -45; Gains in Water Available For Use / Savings in Demand under the selected programme (Ml/d) input as +ve 2072-73: -45; Gains in Water Available For Use / Savings in Demand under the selected programme (Ml/d) input as +ve 2073-74: -45; Gains in Water Available For Use / Savings in Demand under the selected programme (Ml/d) input as +ve 2074-75: -45
52cA | SRN Otterbourne WSW to Source A | PRT_SRN Otterbourne WSW-Source A p | External potable bulk supply/transfer | Distribution Options | N | Preferred (most likely) programme | PWSPRT | Ml/d | 2 | Gains in Water Available For Use / Savings in Demand under the selected programme (Ml/d) input as +ve 2039-40: 26.107; Gains in Water Available For Use / Savings in Demand under the selected programme (Ml/d) input as +ve 2040-41: 30.4229; Gains in Water Available For Use / Savings in Demand under the selected programme (Ml/d) input as +ve 2041-42: 30.254; Gains in Water Available For Use / Savings in Demand under the selected programme (Ml/d) input as +ve 2042-43: 33.0146; Gains in Water Available For Use / Savings in Demand under the selected programme (Ml/d) input as +ve 2043-44: 36.6237; Gains in Water Available For Use / Savings in Demand under the selected programme (Ml/d) input as +ve 2044-45: 41.2365; Gains in Water Available For Use / Savings in Demand under the selected programme (Ml/d) input as +ve 2045-46: 44.1654; Gains in Water Available For Use / Savings in Demand under the selected programme (Ml/d) input as +ve 2046-47: 45; Gains in Water Available For Use / Savings in Demand under the selected programme (Ml/d) input as +ve 2047-48: 45; Gains in Water Available For Use / Savings in Demand under the selected programme (Ml/d) input as +ve 2048-49: 45; Gains in Water Available For Use / Savings in Demand under the selected programme (Ml/d) input as +ve 2049-50: 45; Gains in Water Available For Use / Savings in Demand under the selected programme (Ml/d) input as +ve 2050-51: 45; Gains in Water Available For Use / Savings in Demand under the selected programme (Ml/d) input as +ve 2051-52: 45; Gains in Water Available For Use / Savings in Demand under the selected programme (Ml/d) input as +ve 2052-53: 45; Gains in Water Available For Use / Savings in Demand under the selected programme (Ml/d) input as +ve 2053-54: 45; Gains in Water Available For Use / Savings in Demand under the selected programme (Ml/d) input as +ve 2054-55: 45; Gains in Water Available For Use / Savings in Demand under the selected programme (Ml/d) input as +ve 2055-56: 45; Gains in Water Available For Use / Savings in Demand under the selected programme (Ml/d) input as +ve 2056-57: 45; Gains in Water Available For Use / Savings in Demand under the selected programme (Ml/d) input as +ve 2057-58: 45; Gains in Water Available For Use / Savings in Demand under the selected programme (Ml/d) input as +ve 2058-59: 45; Gains in Water Available For Use / Savings in Demand under the selected programme (Ml/d) input as +ve 2059-60: 45; Gains in Water Available For Use / Savings in Demand under the selected programme (Ml/d) input as +ve 2060-61: 45; Gains in Water Available For Use / Savings in Demand under the selected programme (Ml/d) input as +ve 2061-62: 45; Gains in Water Available For Use / Savings in Demand under the selected programme (Ml/d) input as +ve 2062-63: 45; Gains in Water Available For Use / Savings in Demand under the selected programme (Ml/d) input as +ve 2063-64: 45; Gains in Water Available For Use / Savings in Demand under the selected programme (Ml/d) input as +ve 2064-65: 45; Gains in Water Available For Use / Savings in Demand under the selected programme (Ml/d) input as +ve 2065-66: 45; Gains in Water Available For Use / Savings in Demand under the selected programme (Ml/d) input as +ve 2066-67: 45; Gains in Water Available For Use / Savings in Demand under the selected programme (Ml/d) input as +ve 2067-68: 45; Gains in Water Available For Use / Savings in Demand under the selected programme (Ml/d) input as +ve 2068-69: 45; Gains in Water Available For Use / Savings in Demand under the selected programme (Ml/d) input as +ve 2069-70: 45; Gains in Water Available For Use / Savings in Demand under the selected programme (Ml/d) input as +ve 2070-71: 45; Gains in Water Available For Use / Savings in Demand under the selected programme (Ml/d) input as +ve 2071-72: 45; Gains in Water Available For Use / Savings in Demand under the selected programme (Ml/d) input as +ve 2072-73: 45; Gains in Water Available For Use / Savings in Demand under the selected programme (Ml/d) input as +ve 2073-74: 45; Gains in Water Available For Use / Savings in Demand under the selected programme (Ml/d) input as +ve 2074-75: 45
52aA | Portfolio 1 (Standard): East Hampshire | PRT_cm_p1_east hampshire | Catchment management | Resource Options | N | Preferred (most likely) programme | PWSPRT | Ml/d | 2 | Gains in Water Available For Use / Savings in Demand under the selected programme (Ml/d) input as +ve 2074-75: 0
52aA | Portfolio 1 (Standard): Arun and Western Streams | PRT_p1_arun west | Catchment management | Resource Options | N | Preferred (most likely) programme | PWSPRT | Ml/d | 2 | Gains in Water Available For Use / Savings in Demand under the selected programme (Ml/d) input as +ve 2074-75: 0
52cA | Bulk import (HSE): Reading to Otterbourne - raw (200Ml/d) (25 Ml/d Phase 1) | SWS_HSE_EF-TFR_REP_ALL_pwc2_res2 | External potable bulk supply/transfer | Distribution Options | N | Preferred (most likely) programme | PWSPRT | Ml/d | 2 | Gains in Water Available For Use / Savings in Demand under the selected programme (Ml/d) input as +ve 2040-41: 0; Gains in Water Available For Use / Savings in Demand under the selected programme (Ml/d) input as +ve 2041-42: 0; Gains in Water Available For Use / Savings in Demand under the selected programme (Ml/d) input as +ve 2042-43: 0; Gains in Water Available For Use / Savings in Demand under the selected programme (Ml/d) input as +ve 2043-44: 0; Gains in Water Available For Use / Savings in Demand under the selected programme (Ml/d) input as +ve 2044-45: 0; Gains in Water Available For Use / Savings in Demand under the selected programme (Ml/d) input as +ve 2045-46: 0; Gains in Water Available For Use / Savings in Demand under the selected programme (Ml/d) input as +ve 2046-47: 0; Gains in Water Available For Use / Savings in Demand under the selected programme (Ml/d) input as +ve 2047-48: 0; Gains in Water Available For Use / Savings in Demand under the selected programme (Ml/d) input as +ve 2048-49: 0; Gains in Water Available For Use / Savings in Demand under the selected programme (Ml/d) input as +ve 2049-50: 0; Gains in Water Available For Use / Savings in Demand under the selected programme (Ml/d) input as +ve 2050-51: 0; Gains in Water Available For Use / Savings in Demand under the selected programme (Ml/d) input as +ve 2051-52: 0; Gains in Water Available For Use / Savings in Demand under the selected programme (Ml/d) input as +ve 2052-53: 0; Gains in Water Available For Use / Savings in Demand under the selected programme (Ml/d) input as +ve 2053-54: 0; Gains in Water Available For Use / Savings in Demand under the selected programme (Ml/d) input as +ve 2054-55: 0; Gains in Water Available For Use / Savings in Demand under the selected programme (Ml/d) input as +ve 2055-56: 0; Gains in Water Available For Use / Savings in Demand under the selected programme (Ml/d) input as +ve 2056-57: 0; Gains in Water Available For Use / Savings in Demand under the selected programme (Ml/d) input as +ve 2057-58: 0; Gains in Water Available For Use / Savings in Demand under the selected programme (Ml/d) input as +ve 2058-59: 0; Gains in Water Available For Use / Savings in Demand under the selected programme (Ml/d) input as +ve 2059-60: 0; Gains in Water Available For Use / Savings in Demand under the selected programme (Ml/d) input as +ve 2060-61: 0; Gains in Water Available For Use / Savings in Demand under the selected programme (Ml/d) input as +ve 2061-62: 0; Gains in Water Available For Use / Savings in Demand under the selected programme (Ml/d) input as +ve 2062-63: 0; Gains in Water Available For Use / Savings in Demand under the selected programme (Ml/d) input as +ve 2063-64: 0; Gains in Water Available For Use / Savings in Demand under the selected programme (Ml/d) input as +ve 2064-65: 0; Gains in Water Available For Use / Savings in Demand under the selected programme (Ml/d) input as +ve 2065-66: 0; Gains in Water Available For Use / Savings in Demand under the selected programme (Ml/d) input as +ve 2066-67: 0; Gains in Water Available For Use / Savings in Demand under the selected programme (Ml/d) input as +ve 2067-68: 0; Gains in Water Available For Use / Savings in Demand under the selected programme (Ml/d) input as +ve 2068-69: 0; Gains in Water Available For Use / Savings in Demand under the selected programme (Ml/d) input as +ve 2069-70: 0; Gains in Water Available For Use / Savings in Demand under the selected programme (Ml/d) input as +ve 2070-71: 0; Gains in Water Available For Use / Savings in Demand under the selected programme (Ml/d) input as +ve 2071-72: 0; Gains in Water Available For Use / Savings in Demand under the selected programme (Ml/d) input as +ve 2072-73: 0; Gains in Water Available For Use / Savings in Demand under the selected programme (Ml/d) input as +ve 2073-74: 0; Gains in Water Available For Use / Savings in Demand under the selected programme (Ml/d) input as +ve 2074-75: 0
52cA | Bulk import (HSE): Reading to Otterbourne - raw (200Ml/d) (25 Ml/d Phase 1) | SWS_HSE_EF-TFR_REP_ALL_pwc2_res2 | External potable bulk supply/transfer | Distribution Options | N | Preferred (most likely) programme | SWSHSE | Ml/d | 2 | Gains in Water Available For Use / Savings in Demand under the selected programme (Ml/d) input as +ve 2040-41: 0; Gains in Water Available For Use / Savings in Demand under the selected programme (Ml/d) input as +ve 2041-42: 0; Gains in Water Available For Use / Savings in Demand under the selected programme (Ml/d) input as +ve 2042-43: 0; Gains in Water Available For Use / Savings in Demand under the selected programme (Ml/d) input as +ve 2043-44: 0; Gains in Water Available For Use / Savings in Demand under the selected programme (Ml/d) input as +ve 2044-45: 0; Gains in Water Available For Use / Savings in Demand under the selected programme (Ml/d) input as +ve 2045-46: 0; Gains in Water Available For Use / Savings in Demand under the selected programme (Ml/d) input as +ve 2046-47: 0; Gains in Water Available For Use / Savings in Demand under the selected programme (Ml/d) input as +ve 2047-48: 0; Gains in Water Available For Use / Savings in Demand under the selected programme (Ml/d) input as +ve 2048-49: 0; Gains in Water Available For Use / Savings in Demand under the selected programme (Ml/d) input as +ve 2049-50: 0; Gains in Water Available For Use / Savings in Demand under the selected programme (Ml/d) input as +ve 2050-51: 0; Gains in Water Available For Use / Savings in Demand under the selected programme (Ml/d) input as +ve 2051-52: 0; Gains in Water Available For Use / Savings in Demand under the selected programme (Ml/d) input as +ve 2052-53: 0; Gains in Water Available For Use / Savings in Demand under the selected programme (Ml/d) input as +ve 2053-54: 0; Gains in Water Available For Use / Savings in Demand under the selected programme (Ml/d) input as +ve 2054-55: 0; Gains in Water Available For Use / Savings in Demand under the selected programme (Ml/d) input as +ve 2055-56: 0; Gains in Water Available For Use / Savings in Demand under the selected programme (Ml/d) input as +ve 2056-57: 0; Gains in Water Available For Use / Savings in Demand under the selected programme (Ml/d) input as +ve 2057-58: 0; Gains in Water Available For Use / Savings in Demand under the selected programme (Ml/d) input as +ve 2058-59: 0; Gains in Water Available For Use / Savings in Demand under the selected programme (Ml/d) input as +ve 2059-60: 0; Gains in Water Available For Use / Savings in Demand under the selected programme (Ml/d) input as +ve 2060-61: 0; Gains in Water Available For Use / Savings in Demand under the selected programme (Ml/d) input as +ve 2061-62: 0; Gains in Water Available For Use / Savings in Demand under the selected programme (Ml/d) input as +ve 2062-63: 0; Gains in Water Available For Use / Savings in Demand under the selected programme (Ml/d) input as +ve 2063-64: 0; Gains in Water Available For Use / Savings in Demand under the selected programme (Ml/d) input as +ve 2064-65: 0; Gains in Water Available For Use / Savings in Demand under the selected programme (Ml/d) input as +ve 2065-66: 0; Gains in Water Available For Use / Savings in Demand under the selected programme (Ml/d) input as +ve 2066-67: 0; Gains in Water Available For Use / Savings in Demand under the selected programme (Ml/d) input as +ve 2067-68: 0; Gains in Water Available For Use / Savings in Demand under the selected programme (Ml/d) input as +ve 2068-69: 0; Gains in Water Available For Use / Savings in Demand under the selected programme (Ml/d) input as +ve 2069-70: 0; Gains in Water Available For Use / Savings in Demand under the selected programme (Ml/d) input as +ve 2070-71: 0; Gains in Water Available For Use / Savings in Demand under the selected programme (Ml/d) input as +ve 2071-72: 0; Gains in Water Available For Use / Savings in Demand under the selected programme (Ml/d) input as +ve 2072-73: 0; Gains in Water Available For Use / Savings in Demand under the selected programme (Ml/d) input as +ve 2073-74: 0; Gains in Water Available For Use / Savings in Demand under the selected programme (Ml/d) input as +ve 2074-75: 0
52aA | Bulk import (HSE): Havant Thicket Reservoir to Otterbourne WSW pipeline - first section (90Ml/d) | SWS_HTE_HI-TFR_PWE_CNO_ht-ott mm 90 | External raw water bulk supply/transfer | Resource Options | N | Preferred (most likely) programme | SWSHSE | Ml/d | 2 | Gains in Water Available For Use / Savings in Demand under the selected programme (Ml/d) input as +ve 2034-35: 20; Gains in Water Available For Use / Savings in Demand under the selected programme (Ml/d) input as +ve 2035-36: 20; Gains in Water Available For Use / Savings in Demand under the selected programme (Ml/d) input as +ve 2036-37: 20; Gains in Water Available For Use / Savings in Demand under the selected programme (Ml/d) input as +ve 2037-38: 20; Gains in Water Available For Use / Savings in Demand under the selected programme (Ml/d) input as +ve 2038-39: 20; Gains in Water Available For Use / Savings in Demand under the selected programme (Ml/d) input as +ve 2039-40: 20; Gains in Water Available For Use / Savings in Demand under the selected programme (Ml/d) input as +ve 2040-41: 20; Gains in Water Available For Use / Savings in Demand under the selected programme (Ml/d) input as +ve 2041-42: 20; Gains in Water Available For Use / Savings in Demand under the selected programme (Ml/d) input as +ve 2042-43: 20; Gains in Water Available For Use / Savings in Demand under the selected programme (Ml/d) input as +ve 2043-44: 20; Gains in Water Available For Use / Savings in Demand under the selected programme (Ml/d) input as +ve 2044-45: 20; Gains in Water Available For Use / Savings in Demand under the selected programme (Ml/d) input as +ve 2045-46: 20; Gains in Water Available For Use / Savings in Demand under the selected programme (Ml/d) input as +ve 2046-47: 20; Gains in Water Available For Use / Savings in Demand under the selected programme (Ml/d) input as +ve 2047-48: 20; Gains in Water Available For Use / Savings in Demand under the selected programme (Ml/d) input as +ve 2048-49: 20; Gains in Water Available For Use / Savings in Demand under the selected programme (Ml/d) input as +ve 2049-50: 20; Gains in Water Available For Use / Savings in Demand under the selected programme (Ml/d) input as +ve 2050-51: 20; Gains in Water Available For Use / Savings in Demand under the selected programme (Ml/d) input as +ve 2051-52: 20; Gains in Water Available For Use / Savings in Demand under the selected programme (Ml/d) input as +ve 2052-53: 20; Gains in Water Available For Use / Savings in Demand under the selected programme (Ml/d) input as +ve 2053-54: 20; Gains in Water Available For Use / Savings in Demand under the selected programme (Ml/d) input as +ve 2054-55: 20; Gains in Water Available For Use / Savings in Demand under the selected programme (Ml/d) input as +ve 2055-56: 20; Gains in Water Available For Use / Savings in Demand under the selected programme (Ml/d) input as +ve 2056-57: 20; Gains in Water Available For Use / Savings in Demand under the selected programme (Ml/d) input as +ve 2057-58: 20; Gains in Water Available For Use / Savings in Demand under the selected programme (Ml/d) input as +ve 2058-59: 20; Gains in Water Available For Use / Savings in Demand under the selected programme (Ml/d) input as +ve 2059-60: 20; Gains in Water Available For Use / Savings in Demand under the selected programme (Ml/d) input as +ve 2060-61: 20; Gains in Water Available For Use / Savings in Demand under the selected programme (Ml/d) input as +ve 2061-62: 20; Gains in Water Available For Use / Savings in Demand under the selected programme (Ml/d) input as +ve 2062-63: 20; Gains in Water Available For Use / Savings in Demand under the selected programme (Ml/d) input as +ve 2063-64: 20; Gains in Water Available For Use / Savings in Demand under the selected programme (Ml/d) input as +ve 2064-65: 20; Gains in Water Available For Use / Savings in Demand under the selected programme (Ml/d) input as +ve 2065-66: 20; Gains in Water Available For Use / Savings in Demand under the selected programme (Ml/d) input as +ve 2066-67: 20; Gains in Water Available For Use / Savings in Demand under the selected programme (Ml/d) input as +ve 2067-68: 20; Gains in Water Available For Use / Savings in Demand under the selected programme (Ml/d) input as +ve 2068-69: 20; Gains in Water Available For Use / Savings in Demand under the selected programme (Ml/d) input as +ve 2069-70: 20; Gains in Water Available For Use / Savings in Demand under the selected programme (Ml/d) input as +ve 2070-71: 20; Gains in Water Available For Use / Savings in Demand under the selected programme (Ml/d) input as +ve 2071-72: 20; Gains in Water Available For Use / Savings in Demand under the selected programme (Ml/d) input as +ve 2072-73: 20; Gains in Water Available For Use / Savings in Demand under the selected programme (Ml/d) input as +ve 2073-74: 20; Gains in Water Available For Use / Savings in Demand under the selected programme (Ml/d) input as +ve 2074-75: 20
52aA | Bulk import (HSE): Havant Thicket Reservoir to Otterbourne WSW pipeline - first section (90Ml/d) | SWS_HTE_HI-TFR_PWE_CNO_ht-ott mm 90 | External raw water bulk supply/transfer | Resource Options | N | Preferred (most likely) programme | PWSPRT | Ml/d | 2 | Gains in Water Available For Use / Savings in Demand under the selected programme (Ml/d) input as +ve 2034-35: -20; Gains in Water Available For Use / Savings in Demand under the selected programme (Ml/d) input as +ve 2035-36: -20; Gains in Water Available For Use / Savings in Demand under the selected programme (Ml/d) input as +ve 2036-37: -20; Gains in Water Available For Use / Savings in Demand under the selected programme (Ml/d) input as +ve 2037-38: -20; Gains in Water Available For Use / Savings in Demand under the selected programme (Ml/d) input as +ve 2038-39: -20; Gains in Water Available For Use / Savings in Demand under the selected programme (Ml/d) input as +ve 2039-40: -20; Gains in Water Available For Use / Savings in Demand under the selected programme (Ml/d) input as +ve 2040-41: -20; Gains in Water Available For Use / Savings in Demand under the selected programme (Ml/d) input as +ve 2041-42: -20; Gains in Water Available For Use / Savings in Demand under the selected programme (Ml/d) input as +ve 2042-43: -20; Gains in Water Available For Use / Savings in Demand under the selected programme (Ml/d) input as +ve 2043-44: -20; Gains in Water Available For Use / Savings in Demand under the selected programme (Ml/d) input as +ve 2044-45: -20; Gains in Water Available For Use / Savings in Demand under the selected programme (Ml/d) input as +ve 2045-46: -20; Gains in Water Available For Use / Savings in Demand under the selected programme (Ml/d) input as +ve 2046-47: -20; Gains in Water Available For Use / Savings in Demand under the selected programme (Ml/d) input as +ve 2047-48: -20; Gains in Water Available For Use / Savings in Demand under the selected programme (Ml/d) input as +ve 2048-49: -20; Gains in Water Available For Use / Savings in Demand under the selected programme (Ml/d) input as +ve 2049-50: -20; Gains in Water Available For Use / Savings in Demand under the selected programme (Ml/d) input as +ve 2050-51: -20; Gains in Water Available For Use / Savings in Demand under the selected programme (Ml/d) input as +ve 2051-52: -20; Gains in Water Available For Use / Savings in Demand under the selected programme (Ml/d) input as +ve 2052-53: -20; Gains in Water Available For Use / Savings in Demand under the selected programme (Ml/d) input as +ve 2053-54: -20; Gains in Water Available For Use / Savings in Demand under the selected programme (Ml/d) input as +ve 2054-55: -20; Gains in Water Available For Use / Savings in Demand under the selected programme (Ml/d) input as +ve 2055-56: -20; Gains in Water Available For Use / Savings in Demand under the selected programme (Ml/d) input as +ve 2056-57: -20; Gains in Water Available For Use / Savings in Demand under the selected programme (Ml/d) input as +ve 2057-58: -20; Gains in Water Available For Use / Savings in Demand under the selected programme (Ml/d) input as +ve 2058-59: -20; Gains in Water Available For Use / Savings in Demand under the selected programme (Ml/d) input as +ve 2059-60: -20; Gains in Water Available For Use / Savings in Demand under the selected programme (Ml/d) input as +ve 2060-61: -20; Gains in Water Available For Use / Savings in Demand under the selected programme (Ml/d) input as +ve 2061-62: -20; Gains in Water Available For Use / Savings in Demand under the selected programme (Ml/d) input as +ve 2062-63: -20; Gains in Water Available For Use / Savings in Demand under the selected programme (Ml/d) input as +ve 2063-64: -20; Gains in Water Available For Use / Savings in Demand under the selected programme (Ml/d) input as +ve 2064-65: -20; Gains in Water Available For Use / Savings in Demand under the selected programme (Ml/d) input as +ve 2065-66: -20; Gains in Water Available For Use / Savings in Demand under the selected programme (Ml/d) input as +ve 2066-67: -20; Gains in Water Available For Use / Savings in Demand under the selected programme (Ml/d) input as +ve 2067-68: -20; Gains in Water Available For Use / Savings in Demand under the selected programme (Ml/d) input as +ve 2068-69: -20; Gains in Water Available For Use / Savings in Demand under the selected programme (Ml/d) input as +ve 2069-70: -20; Gains in Water Available For Use / Savings in Demand under the selected programme (Ml/d) input as +ve 2070-71: -20; Gains in Water Available For Use / Savings in Demand under the selected programme (Ml/d) input as +ve 2071-72: -20; Gains in Water Available For Use / Savings in Demand under the selected programme (Ml/d) input as +ve 2072-73: -20; Gains in Water Available For Use / Savings in Demand under the selected programme (Ml/d) input as +ve 2073-74: -20; Gains in Water Available For Use / Savings in Demand under the selected programme (Ml/d) input as +ve 2074-75: -20
52aA | Recycling (HSE): Recharge of Havant Thicket from recycled water from Budds Farm (60Ml/d) | SWS_PWE_HI-REU_RE1_CNO_60toht v0.1 | Water reuse | Resource Options | N | Preferred (most likely) programme | PWSPRT | Ml/d | 2 | Gains in Water Available For Use / Savings in Demand under the selected programme (Ml/d) input as +ve 2034-35: 20; Gains in Water Available For Use / Savings in Demand under the selected programme (Ml/d) input as +ve 2035-36: 20; Gains in Water Available For Use / Savings in Demand under the selected programme (Ml/d) input as +ve 2036-37: 20; Gains in Water Available For Use / Savings in Demand under the selected programme (Ml/d) input as +ve 2037-38: 20; Gains in Water Available For Use / Savings in Demand under the selected programme (Ml/d) input as +ve 2038-39: 20; Gains in Water Available For Use / Savings in Demand under the selected programme (Ml/d) input as +ve 2039-40: 20; Gains in Water Available For Use / Savings in Demand under the selected programme (Ml/d) input as +ve 2040-41: 60; Gains in Water Available For Use / Savings in Demand under the selected programme (Ml/d) input as +ve 2041-42: 60; Gains in Water Available For Use / Savings in Demand under the selected programme (Ml/d) input as +ve 2042-43: 60; Gains in Water Available For Use / Savings in Demand under the selected programme (Ml/d) input as +ve 2043-44: 60; Gains in Water Available For Use / Savings in Demand under the selected programme (Ml/d) input as +ve 2044-45: 60; Gains in Water Available For Use / Savings in Demand under the selected programme (Ml/d) input as +ve 2045-46: 60; Gains in Water Available For Use / Savings in Demand under the selected programme (Ml/d) input as +ve 2046-47: 60; Gains in Water Available For Use / Savings in Demand under the selected programme (Ml/d) input as +ve 2047-48: 60; Gains in Water Available For Use / Savings in Demand under the selected programme (Ml/d) input as +ve 2048-49: 60; Gains in Water Available For Use / Savings in Demand under the selected programme (Ml/d) input as +ve 2049-50: 60; Gains in Water Available For Use / Savings in Demand under the selected programme (Ml/d) input as +ve 2050-51: 60; Gains in Water Available For Use / Savings in Demand under the selected programme (Ml/d) input as +ve 2051-52: 60; Gains in Water Available For Use / Savings in Demand under the selected programme (Ml/d) input as +ve 2052-53: 60; Gains in Water Available For Use / Savings in Demand under the selected programme (Ml/d) input as +ve 2053-54: 60; Gains in Water Available For Use / Savings in Demand under the selected programme (Ml/d) input as +ve 2054-55: 60; Gains in Water Available For Use / Savings in Demand under the selected programme (Ml/d) input as +ve 2055-56: 60; Gains in Water Available For Use / Savings in Demand under the selected programme (Ml/d) input as +ve 2056-57: 60; Gains in Water Available For Use / Savings in Demand under the selected programme (Ml/d) input as +ve 2057-58: 60; Gains in Water Available For Use / Savings in Demand under the selected programme (Ml/d) input as +ve 2058-59: 60; Gains in Water Available For Use / Savings in Demand under the selected programme (Ml/d) input as +ve 2059-60: 60; Gains in Water Available For Use / Savings in Demand under the selected programme (Ml/d) input as +ve 2060-61: 60; Gains in Water Available For Use / Savings in Demand under the selected programme (Ml/d) input as +ve 2061-62: 60; Gains in Water Available For Use / Savings in Demand under the selected programme (Ml/d) input as +ve 2062-63: 60; Gains in Water Available For Use / Savings in Demand under the selected programme (Ml/d) input as +ve 2063-64: 60; Gains in Water Available For Use / Savings in Demand under the selected programme (Ml/d) input as +ve 2064-65: 60; Gains in Water Available For Use / Savings in Demand under the selected programme (Ml/d) input as +ve 2065-66: 60; Gains in Water Available For Use / Savings in Demand under the selected programme (Ml/d) input as +ve 2066-67: 60; Gains in Water Available For Use / Savings in Demand under the selected programme (Ml/d) input as +ve 2067-68: 60; Gains in Water Available For Use / Savings in Demand under the selected programme (Ml/d) input as +ve 2068-69: 60; Gains in Water Available For Use / Savings in Demand under the selected programme (Ml/d) input as +ve 2069-70: 60; Gains in Water Available For Use / Savings in Demand under the selected programme (Ml/d) input as +ve 2070-71: 60; Gains in Water Available For Use / Savings in Demand under the selected programme (Ml/d) input as +ve 2071-72: 60; Gains in Water Available For Use / Savings in Demand under the selected programme (Ml/d) input as +ve 2072-73: 60; Gains in Water Available For Use / Savings in Demand under the selected programme (Ml/d) input as +ve 2073-74: 60; Gains in Water Available For Use / Savings in Demand under the selected programme (Ml/d) input as +ve 2074-75: 60
52aA | Bulk export (SNZ): Pulborough to Havant Thicket Reservoir (50Ml/d) | SWS_SNZ_HI-TFR_PWE_ALL_havant -hardha r 50 | External raw water bulk supply/transfer | Resource Options | N | Preferred (most likely) programme | PWSPRT | Ml/d | 2 | Gains in Water Available For Use / Savings in Demand under the selected programme (Ml/d) input as +ve 2040-41: -30.5748; Gains in Water Available For Use / Savings in Demand under the selected programme (Ml/d) input as +ve 2045-46: -13.0565; Gains in Water Available For Use / Savings in Demand under the selected programme (Ml/d) input as +ve 2046-47: -3.19
52aA | Bulk export (SNZ): Pulborough to Havant Thicket Reservoir (50Ml/d) | SWS_SNZ_HI-TFR_PWE_ALL_havant -hardha r 50 | External raw water bulk supply/transfer | Resource Options | N | Preferred (most likely) programme | PWSPRT | Ml/d | 2 | Gains in Water Available For Use / Savings in Demand under the selected programme (Ml/d) input as +ve 2040-41: -9.4252; Gains in Water Available For Use / Savings in Demand under the selected programme (Ml/d) input as +ve 2041-42: -40; Gains in Water Available For Use / Savings in Demand under the selected programme (Ml/d) input as +ve 2042-43: -40; Gains in Water Available For Use / Savings in Demand under the selected programme (Ml/d) input as +ve 2043-44: -40; Gains in Water Available For Use / Savings in Demand under the selected programme (Ml/d) input as +ve 2044-45: -40; Gains in Water Available For Use / Savings in Demand under the selected programme (Ml/d) input as +ve 2045-46: -26.9435; Gains in Water Available For Use / Savings in Demand under the selected programme (Ml/d) input as +ve 2046-47: -26.81; Gains in Water Available For Use / Savings in Demand under the selected programme (Ml/d) input as +ve 2047-48: -30.4275; Gains in Water Available For Use / Savings in Demand under the selected programme (Ml/d) input as +ve 2048-49: -24.8582; Gains in Water Available For Use / Savings in Demand under the selected programme (Ml/d) input as +ve 2049-50: -19.9035; Gains in Water Available For Use / Savings in Demand under the selected programme (Ml/d) input as +ve 2050-51: -19.575; Gains in Water Available For Use / Savings in Demand under the selected programme (Ml/d) input as +ve 2051-52: -19.1307; Gains in Water Available For Use / Savings in Demand under the selected programme (Ml/d) input as +ve 2052-53: -18.2502; Gains in Water Available For Use / Savings in Demand under the selected programme (Ml/d) input as +ve 2053-54: -18.3913; Gains in Water Available For Use / Savings in Demand under the selected programme (Ml/d) input as +ve 2054-55: -17.6738; Gains in Water Available For Use / Savings in Demand under the selected programme (Ml/d) input as +ve 2055-56: 0; Gains in Water Available For Use / Savings in Demand under the selected programme (Ml/d) input as +ve 2056-57: -16.3083; Gains in Water Available For Use / Savings in Demand under the selected programme (Ml/d) input as +ve 2057-58: -16.3872; Gains in Water Available For Use / Savings in Demand under the selected programme (Ml/d) input as +ve 2058-59: -15.6746; Gains in Water Available For Use / Savings in Demand under the selected programme (Ml/d) input as +ve 2059-60: -15.527; Gains in Water Available For Use / Savings in Demand under the selected programme (Ml/d) input as +ve 2060-61: 0; Gains in Water Available For Use / Savings in Demand under the selected programme (Ml/d) input as +ve 2061-62: -15.0928; Gains in Water Available For Use / Savings in Demand under the selected programme (Ml/d) input as +ve 2062-63: 0; Gains in Water Available For Use / Savings in Demand under the selected programme (Ml/d) input as +ve 2063-64: -13.5994; Gains in Water Available For Use / Savings in Demand under the selected programme (Ml/d) input as +ve 2064-65: 0; Gains in Water Available For Use / Savings in Demand under the selected programme (Ml/d) input as +ve 2065-66: 0; Gains in Water Available For Use / Savings in Demand under the selected programme (Ml/d) input as +ve 2066-67: -13.0682; Gains in Water Available For Use / Savings in Demand under the selected programme (Ml/d) input as +ve 2067-68: 0; Gains in Water Available For Use / Savings in Demand under the selected programme (Ml/d) input as +ve 2068-69: 0; Gains in Water Available For Use / Savings in Demand under the selected programme (Ml/d) input as +ve 2069-70: 0; Gains in Water Available For Use / Savings in Demand under the selected programme (Ml/d) input as +ve 2070-71: -10.9222; Gains in Water Available For Use / Savings in Demand under the selected programme (Ml/d) input as +ve 2071-72: 0; Gains in Water Available For Use / Savings in Demand under the selected programme (Ml/d) input as +ve 2072-73: -10.1165; Gains in Water Available For Use / Savings in Demand under the selected programme (Ml/d) input as +ve 2073-74: -9.9424; Gains in Water Available For Use / Savings in Demand under the selected programme (Ml/d) input as +ve 2074-75: -9.6901
52aA | Bulk export (SNZ): Pulborough to Havant Thicket Reservoir (50Ml/d) | SWS_SNZ_HI-TFR_PWE_ALL_havant -hardha r 50 | External raw water bulk supply/transfer | Resource Options | N | Preferred (most likely) programme | SWSSNT | Ml/d | 2 | Gains in Water Available For Use / Savings in Demand under the selected programme (Ml/d) input as +ve 2040-41: 40; Gains in Water Available For Use / Savings in Demand under the selected programme (Ml/d) input as +ve 2041-42: 40; Gains in Water Available For Use / Savings in Demand under the selected programme (Ml/d) input as +ve 2042-43: 40; Gains in Water Available For Use / Savings in Demand under the selected programme (Ml/d) input as +ve 2043-44: 40; Gains in Water Available For Use / Savings in Demand under the selected programme (Ml/d) input as +ve 2044-45: 40; Gains in Water Available For Use / Savings in Demand under the selected programme (Ml/d) input as +ve 2045-46: 40; Gains in Water Available For Use / Savings in Demand under the selected programme (Ml/d) input as +ve 2046-47: 30; Gains in Water Available For Use / Savings in Demand under the selected programme (Ml/d) input as +ve 2047-48: 30.4275; Gains in Water Available For Use / Savings in Demand under the selected programme (Ml/d) input as +ve 2048-49: 24.8582; Gains in Water Available For Use / Savings in Demand under the selected programme (Ml/d) input as +ve 2049-50: 19.9035; Gains in Water Available For Use / Savings in Demand under the selected programme (Ml/d) input as +ve 2050-51: 19.575; Gains in Water Available For Use / Savings in Demand under the selected programme (Ml/d) input as +ve 2051-52: 19.1307; Gains in Water Available For Use / Savings in Demand under the selected programme (Ml/d) input as +ve 2052-53: 18.2502; Gains in Water Available For Use / Savings in Demand under the selected programme (Ml/d) input as +ve 2053-54: 18.3913; Gains in Water Available For Use / Savings in Demand under the selected programme (Ml/d) input as +ve 2054-55: 17.6738; Gains in Water Available For Use / Savings in Demand under the selected programme (Ml/d) input as +ve 2055-56: 0; Gains in Water Available For Use / Savings in Demand under the selected programme (Ml/d) input as +ve 2056-57: 16.3083; Gains in Water Available For Use / Savings in Demand under the selected programme (Ml/d) input as +ve 2057-58: 16.3872; Gains in Water Available For Use / Savings in Demand under the selected programme (Ml/d) input as +ve 2058-59: 15.6746; Gains in Water Available For Use / Savings in Demand under the selected programme (Ml/d) input as +ve 2059-60: 15.527; Gains in Water Available For Use / Savings in Demand under the selected programme (Ml/d) input as +ve 2060-61: 0; Gains in Water Available For Use / Savings in Demand under the selected programme (Ml/d) input as +ve 2061-62: 15.0928; Gains in Water Available For Use / Savings in Demand under the selected programme (Ml/d) input as +ve 2062-63: 0; Gains in Water Available For Use / Savings in Demand under the selected programme (Ml/d) input as +ve 2063-64: 13.5994; Gains in Water Available For Use / Savings in Demand under the selected programme (Ml/d) input as +ve 2064-65: 0; Gains in Water Available For Use / Savings in Demand under the selected programme (Ml/d) input as +ve 2065-66: 0; Gains in Water Available For Use / Savings in Demand under the selected programme (Ml/d) input as +ve 2066-67: 13.0682; Gains in Water Available For Use / Savings in Demand under the selected programme (Ml/d) input as +ve 2067-68: 0; Gains in Water Available For Use / Savings in Demand under the selected programme (Ml/d) input as +ve 2068-69: 0; Gains in Water Available For Use / Savings in Demand under the selected programme (Ml/d) input as +ve 2069-70: 0; Gains in Water Available For Use / Savings in Demand under the selected programme (Ml/d) input as +ve 2070-71: 10.9222; Gains in Water Available For Use / Savings in Demand under the selected programme (Ml/d) input as +ve 2071-72: 0; Gains in Water Available For Use / Savings in Demand under the selected programme (Ml/d) input as +ve 2072-73: 10.1165; Gains in Water Available For Use / Savings in Demand under the selected programme (Ml/d) input as +ve 2073-74: 9.9424; Gains in Water Available For Use / Savings in Demand under the selected programme (Ml/d) input as +ve 2074-75: 9.6901
52aA | Bulk export (SNZ): Pulborough to Havant Thicket Reservoir (50Ml/d) Phase 2 | SWS_havant th-hardham r 50 pipe WTW phase 2 | External raw water bulk supply/transfer | Resource Options | N | Preferred (most likely) programme | SWSSNT | Ml/d | 2 | Gains in Water Available For Use / Savings in Demand under the selected programme (Ml/d) input as +ve 2040-41: 0; Gains in Water Available For Use / Savings in Demand under the selected programme (Ml/d) input as +ve 2041-42: 0; Gains in Water Available For Use / Savings in Demand under the selected programme (Ml/d) input as +ve 2042-43: 0; Gains in Water Available For Use / Savings in Demand under the selected programme (Ml/d) input as +ve 2043-44: 0; Gains in Water Available For Use / Savings in Demand under the selected programme (Ml/d) input as +ve 2044-45: 0; Gains in Water Available For Use / Savings in Demand under the selected programme (Ml/d) input as +ve 2045-46: 0; Gains in Water Available For Use / Savings in Demand under the selected programme (Ml/d) input as +ve 2046-47: 0; Gains in Water Available For Use / Savings in Demand under the selected programme (Ml/d) input as +ve 2047-48: 0; Gains in Water Available For Use / Savings in Demand under the selected programme (Ml/d) input as +ve 2048-49: 0; Gains in Water Available For Use / Savings in Demand under the selected programme (Ml/d) input as +ve 2049-50: 0; Gains in Water Available For Use / Savings in Demand under the selected programme (Ml/d) input as +ve 2050-51: 0; Gains in Water Available For Use / Savings in Demand under the selected programme (Ml/d) input as +ve 2051-52: 0; Gains in Water Available For Use / Savings in Demand under the selected programme (Ml/d) input as +ve 2052-53: 0; Gains in Water Available For Use / Savings in Demand under the selected programme (Ml/d) input as +ve 2053-54: 0; Gains in Water Available For Use / Savings in Demand under the selected programme (Ml/d) input as +ve 2054-55: 0; Gains in Water Available For Use / Savings in Demand under the selected programme (Ml/d) input as +ve 2055-56: 17.7095; Gains in Water Available For Use / Savings in Demand under the selected programme (Ml/d) input as +ve 2056-57: 0; Gains in Water Available For Use / Savings in Demand under the selected programme (Ml/d) input as +ve 2057-58: 0; Gains in Water Available For Use / Savings in Demand under the selected programme (Ml/d) input as +ve 2058-59: 0; Gains in Water Available For Use / Savings in Demand under the selected programme (Ml/d) input as +ve 2059-60: 0; Gains in Water Available For Use / Savings in Demand under the selected programme (Ml/d) input as +ve 2060-61: 14.8807; Gains in Water Available For Use / Savings in Demand under the selected programme (Ml/d) input as +ve 2061-62: 0; Gains in Water Available For Use / Savings in Demand under the selected programme (Ml/d) input as +ve 2062-63: 13.9327; Gains in Water Available For Use / Savings in Demand under the selected programme (Ml/d) input as +ve 2063-64: 0; Gains in Water Available For Use / Savings in Demand under the selected programme (Ml/d) input as +ve 2064-65: 13.5768; Gains in Water Available For Use / Savings in Demand under the selected programme (Ml/d) input as +ve 2065-66: 13.1715; Gains in Water Available For Use / Savings in Demand under the selected programme (Ml/d) input as +ve 2066-67: 0; Gains in Water Available For Use / Savings in Demand under the selected programme (Ml/d) input as +ve 2067-68: 12.6391; Gains in Water Available For Use / Savings in Demand under the selected programme (Ml/d) input as +ve 2068-69: 12.2179; Gains in Water Available For Use / Savings in Demand under the selected programme (Ml/d) input as +ve 2069-70: 11.4548; Gains in Water Available For Use / Savings in Demand under the selected programme (Ml/d) input as +ve 2070-71: 0; Gains in Water Available For Use / Savings in Demand under the selected programme (Ml/d) input as +ve 2071-72: 10.5476; Gains in Water Available For Use / Savings in Demand under the selected programme (Ml/d) input as +ve 2072-73: 0; Gains in Water Available For Use / Savings in Demand under the selected programme (Ml/d) input as +ve 2073-74: 0; Gains in Water Available For Use / Savings in Demand under the selected programme (Ml/d) input as +ve 2074-75: 0
52aA | Bulk export (SNZ): Pulborough to Havant Thicket Reservoir (50Ml/d) Phase 2 | SWS_havant th-hardham r 50 pipe WTW phase 2 | External raw water bulk supply/transfer | Resource Options | N | Preferred (most likely) programme | PWSPRT | Ml/d | 2 | Gains in Water Available For Use / Savings in Demand under the selected programme (Ml/d) input as +ve 2040-41: 0; Gains in Water Available For Use / Savings in Demand under the selected programme (Ml/d) input as +ve 2041-42: 0; Gains in Water Available For Use / Savings in Demand under the selected programme (Ml/d) input as +ve 2042-43: 0; Gains in Water Available For Use / Savings in Demand under the selected programme (Ml/d) input as +ve 2043-44: 0; Gains in Water Available For Use / Savings in Demand under the selected programme (Ml/d) input as +ve 2044-45: 0; Gains in Water Available For Use / Savings in Demand under the selected programme (Ml/d) input as +ve 2045-46: 0; Gains in Water Available For Use / Savings in Demand under the selected programme (Ml/d) input as +ve 2046-47: 0; Gains in Water Available For Use / Savings in Demand under the selected programme (Ml/d) input as +ve 2047-48: 0; Gains in Water Available For Use / Savings in Demand under the selected programme (Ml/d) input as +ve 2048-49: 0; Gains in Water Available For Use / Savings in Demand under the selected programme (Ml/d) input as +ve 2049-50: 0; Gains in Water Available For Use / Savings in Demand under the selected programme (Ml/d) input as +ve 2050-51: 0; Gains in Water Available For Use / Savings in Demand under the selected programme (Ml/d) input as +ve 2051-52: 0; Gains in Water Available For Use / Savings in Demand under the selected programme (Ml/d) input as +ve 2052-53: 0; Gains in Water Available For Use / Savings in Demand under the selected programme (Ml/d) input as +ve 2053-54: 0; Gains in Water Available For Use / Savings in Demand under the selected programme (Ml/d) input as +ve 2054-55: 0; Gains in Water Available For Use / Savings in Demand under the selected programme (Ml/d) input as +ve 2055-56: -17.7095; Gains in Water Available For Use / Savings in Demand under the selected programme (Ml/d) input as +ve 2056-57: 0; Gains in Water Available For Use / Savings in Demand under the selected programme (Ml/d) input as +ve 2057-58: 0; Gains in Water Available For Use / Savings in Demand under the selected programme (Ml/d) input as +ve 2058-59: 0; Gains in Water Available For Use / Savings in Demand under the selected programme (Ml/d) input as +ve 2059-60: 0; Gains in Water Available For Use / Savings in Demand under the selected programme (Ml/d) input as +ve 2060-61: -14.8807; Gains in Water Available For Use / Savings in Demand under the selected programme (Ml/d) input as +ve 2061-62: 0; Gains in Water Available For Use / Savings in Demand under the selected programme (Ml/d) input as +ve 2062-63: -13.9327; Gains in Water Available For Use / Savings in Demand under the selected programme (Ml/d) input as +ve 2063-64: 0; Gains in Water Available For Use / Savings in Demand under the selected programme (Ml/d) input as +ve 2064-65: -13.5768; Gains in Water Available For Use / Savings in Demand under the selected programme (Ml/d) input as +ve 2065-66: -13.1715; Gains in Water Available For Use / Savings in Demand under the selected programme (Ml/d) input as +ve 2066-67: 0; Gains in Water Available For Use / Savings in Demand under the selected programme (Ml/d) input as +ve 2067-68: -12.6391; Gains in Water Available For Use / Savings in Demand under the selected programme (Ml/d) input as +ve 2068-69: -12.2179; Gains in Water Available For Use / Savings in Demand under the selected programme (Ml/d) input as +ve 2069-70: -11.4548; Gains in Water Available For Use / Savings in Demand under the selected programme (Ml/d) input as +ve 2070-71: 0; Gains in Water Available For Use / Savings in Demand under the selected programme (Ml/d) input as +ve 2071-72: -10.5476; Gains in Water Available For Use / Savings in Demand under the selected programme (Ml/d) input as +ve 2072-73: 0; Gains in Water Available For Use / Savings in Demand under the selected programme (Ml/d) input as +ve 2073-74: 0; Gains in Water Available For Use / Savings in Demand under the selected programme (Ml/d) input as +ve 2074-75: 0
52cA | Bulk import (HSE): PWC Source A to Eastleigh WSR Extension (30Ml/d) | SWS_pw2moor_extension | External potable bulk supply/transfer | Distribution Options | N | Preferred (most likely) programme | SWSHSE | Ml/d | 2 | Gains in Water Available For Use / Savings in Demand under the selected programme (Ml/d) input as +ve 2029-30: 15; Gains in Water Available For Use / Savings in Demand under the selected programme (Ml/d) input as +ve 2030-31: 15; Gains in Water Available For Use / Savings in Demand under the selected programme (Ml/d) input as +ve 2031-32: 15; Gains in Water Available For Use / Savings in Demand under the selected programme (Ml/d) input as +ve 2032-33: 14.2443; Gains in Water Available For Use / Savings in Demand under the selected programme (Ml/d) input as +ve 2033-34: 12.2576; Gains in Water Available For Use / Savings in Demand under the selected programme (Ml/d) input as +ve 2034-35: 5.4853; Gains in Water Available For Use / Savings in Demand under the selected programme (Ml/d) input as +ve 2035-36: 9.3174; Gains in Water Available For Use / Savings in Demand under the selected programme (Ml/d) input as +ve 2036-37: 10.2011; Gains in Water Available For Use / Savings in Demand under the selected programme (Ml/d) input as +ve 2037-38: 11.515; Gains in Water Available For Use / Savings in Demand under the selected programme (Ml/d) input as +ve 2038-39: 13.1231; Gains in Water Available For Use / Savings in Demand under the selected programme (Ml/d) input as +ve 2039-40: 0; Gains in Water Available For Use / Savings in Demand under the selected programme (Ml/d) input as +ve 2040-41: 0; Gains in Water Available For Use / Savings in Demand under the selected programme (Ml/d) input as +ve 2041-42: 0; Gains in Water Available For Use / Savings in Demand under the selected programme (Ml/d) input as +ve 2042-43: 0; Gains in Water Available For Use / Savings in Demand under the selected programme (Ml/d) input as +ve 2043-44: 0; Gains in Water Available For Use / Savings in Demand under the selected programme (Ml/d) input as +ve 2044-45: 0; Gains in Water Available For Use / Savings in Demand under the selected programme (Ml/d) input as +ve 2045-46: 0; Gains in Water Available For Use / Savings in Demand under the selected programme (Ml/d) input as +ve 2046-47: 0; Gains in Water Available For Use / Savings in Demand under the selected programme (Ml/d) input as +ve 2047-48: 0; Gains in Water Available For Use / Savings in Demand under the selected programme (Ml/d) input as +ve 2048-49: 0; Gains in Water Available For Use / Savings in Demand under the selected programme (Ml/d) input as +ve 2049-50: 0; Gains in Water Available For Use / Savings in Demand under the selected programme (Ml/d) input as +ve 2050-51: 0; Gains in Water Available For Use / Savings in Demand under the selected programme (Ml/d) input as +ve 2051-52: 0; Gains in Water Available For Use / Savings in Demand under the selected programme (Ml/d) input as +ve 2052-53: 0; Gains in Water Available For Use / Savings in Demand under the selected programme (Ml/d) input as +ve 2053-54: 0; Gains in Water Available For Use / Savings in Demand under the selected programme (Ml/d) input as +ve 2054-55: 0; Gains in Water Available For Use / Savings in Demand under the selected programme (Ml/d) input as +ve 2055-56: 0; Gains in Water Available For Use / Savings in Demand under the selected programme (Ml/d) input as +ve 2056-57: 0; Gains in Water Available For Use / Savings in Demand under the selected programme (Ml/d) input as +ve 2057-58: 0; Gains in Water Available For Use / Savings in Demand under the selected programme (Ml/d) input as +ve 2058-59: 0; Gains in Water Available For Use / Savings in Demand under the selected programme (Ml/d) input as +ve 2059-60: 0; Gains in Water Available For Use / Savings in Demand under the selected programme (Ml/d) input as +ve 2060-61: 0; Gains in Water Available For Use / Savings in Demand under the selected programme (Ml/d) input as +ve 2061-62: 0; Gains in Water Available For Use / Savings in Demand under the selected programme (Ml/d) input as +ve 2062-63: 0; Gains in Water Available For Use / Savings in Demand under the selected programme (Ml/d) input as +ve 2063-64: 0; Gains in Water Available For Use / Savings in Demand under the selected programme (Ml/d) input as +ve 2064-65: 0; Gains in Water Available For Use / Savings in Demand under the selected programme (Ml/d) input as +ve 2065-66: 0; Gains in Water Available For Use / Savings in Demand under the selected programme (Ml/d) input as +ve 2066-67: 0; Gains in Water Available For Use / Savings in Demand under the selected programme (Ml/d) input as +ve 2067-68: 0; Gains in Water Available For Use / Savings in Demand under the selected programme (Ml/d) input as +ve 2068-69: 0; Gains in Water Available For Use / Savings in Demand under the selected programme (Ml/d) input as +ve 2069-70: 0; Gains in Water Available For Use / Savings in Demand under the selected programme (Ml/d) input as +ve 2070-71: 0; Gains in Water Available For Use / Savings in Demand under the selected programme (Ml/d) input as +ve 2071-72: 0; Gains in Water Available For Use / Savings in Demand under the selected programme (Ml/d) input as +ve 2072-73: 0; Gains in Water Available For Use / Savings in Demand under the selected programme (Ml/d) input as +ve 2073-74: 0; Gains in Water Available For Use / Savings in Demand under the selected programme (Ml/d) input as +ve 2074-75: 0
52cA | Bulk import (HSE): PWC Source A to Eastleigh WSR Extension (30Ml/d) | SWS_pw2moor_extension | External potable bulk supply/transfer | Distribution Options | N | Preferred (most likely) programme | PWSPRT | Ml/d | 2 | Gains in Water Available For Use / Savings in Demand under the selected programme (Ml/d) input as +ve 2029-30: -15; Gains in Water Available For Use / Savings in Demand under the selected programme (Ml/d) input as +ve 2030-31: -15; Gains in Water Available For Use / Savings in Demand under the selected programme (Ml/d) input as +ve 2031-32: -15; Gains in Water Available For Use / Savings in Demand under the selected programme (Ml/d) input as +ve 2032-33: -14.2443; Gains in Water Available For Use / Savings in Demand under the selected programme (Ml/d) input as +ve 2033-34: -12.2576; Gains in Water Available For Use / Savings in Demand under the selected programme (Ml/d) input as +ve 2034-35: -5.4853; Gains in Water Available For Use / Savings in Demand under the selected programme (Ml/d) input as +ve 2035-36: -9.3174; Gains in Water Available For Use / Savings in Demand under the selected programme (Ml/d) input as +ve 2036-37: -10.2011; Gains in Water Available For Use / Savings in Demand under the selected programme (Ml/d) input as +ve 2037-38: -11.515; Gains in Water Available For Use / Savings in Demand under the selected programme (Ml/d) input as +ve 2038-39: -13.1231; Gains in Water Available For Use / Savings in Demand under the selected programme (Ml/d) input as +ve 2039-40: 0; Gains in Water Available For Use / Savings in Demand under the selected programme (Ml/d) input as +ve 2040-41: 0; Gains in Water Available For Use / Savings in Demand under the selected programme (Ml/d) input as +ve 2041-42: 0; Gains in Water Available For Use / Savings in Demand under the selected programme (Ml/d) input as +ve 2042-43: 0; Gains in Water Available For Use / Savings in Demand under the selected programme (Ml/d) input as +ve 2043-44: 0; Gains in Water Available For Use / Savings in Demand under the selected programme (Ml/d) input as +ve 2044-45: 0; Gains in Water Available For Use / Savings in Demand under the selected programme (Ml/d) input as +ve 2045-46: 0; Gains in Water Available For Use / Savings in Demand under the selected programme (Ml/d) input as +ve 2046-47: 0; Gains in Water Available For Use / Savings in Demand under the selected programme (Ml/d) input as +ve 2047-48: 0; Gains in Water Available For Use / Savings in Demand under the selected programme (Ml/d) input as +ve 2048-49: 0; Gains in Water Available For Use / Savings in Demand under the selected programme (Ml/d) input as +ve 2049-50: 0; Gains in Water Available For Use / Savings in Demand under the selected programme (Ml/d) input as +ve 2050-51: 0; Gains in Water Available For Use / Savings in Demand under the selected programme (Ml/d) input as +ve 2051-52: 0; Gains in Water Available For Use / Savings in Demand under the selected programme (Ml/d) input as +ve 2052-53: 0; Gains in Water Available For Use / Savings in Demand under the selected programme (Ml/d) input as +ve 2053-54: 0; Gains in Water Available For Use / Savings in Demand under the selected programme (Ml/d) input as +ve 2054-55: 0; Gains in Water Available For Use / Savings in Demand under the selected programme (Ml/d) input as +ve 2055-56: 0; Gains in Water Available For Use / Savings in Demand under the selected programme (Ml/d) input as +ve 2056-57: 0; Gains in Water Available For Use / Savings in Demand under the selected programme (Ml/d) input as +ve 2057-58: 0; Gains in Water Available For Use / Savings in Demand under the selected programme (Ml/d) input as +ve 2058-59: 0; Gains in Water Available For Use / Savings in Demand under the selected programme (Ml/d) input as +ve 2059-60: 0; Gains in Water Available For Use / Savings in Demand under the selected programme (Ml/d) input as +ve 2060-61: 0; Gains in Water Available For Use / Savings in Demand under the selected programme (Ml/d) input as +ve 2061-62: 0; Gains in Water Available For Use / Savings in Demand under the selected programme (Ml/d) input as +ve 2062-63: 0; Gains in Water Available For Use / Savings in Demand under the selected programme (Ml/d) input as +ve 2063-64: 0; Gains in Water Available For Use / Savings in Demand under the selected programme (Ml/d) input as +ve 2064-65: 0; Gains in Water Available For Use / Savings in Demand under the selected programme (Ml/d) input as +ve 2065-66: 0; Gains in Water Available For Use / Savings in Demand under the selected programme (Ml/d) input as +ve 2066-67: 0; Gains in Water Available For Use / Savings in Demand under the selected programme (Ml/d) input as +ve 2067-68: 0; Gains in Water Available For Use / Savings in Demand under the selected programme (Ml/d) input as +ve 2068-69: 0; Gains in Water Available For Use / Savings in Demand under the selected programme (Ml/d) input as +ve 2069-70: 0; Gains in Water Available For Use / Savings in Demand under the selected programme (Ml/d) input as +ve 2070-71: 0; Gains in Water Available For Use / Savings in Demand under the selected programme (Ml/d) input as +ve 2071-72: 0; Gains in Water Available For Use / Savings in Demand under the selected programme (Ml/d) input as +ve 2072-73: 0; Gains in Water Available For Use / Savings in Demand under the selected programme (Ml/d) input as +ve 2073-74: 0; Gains in Water Available For Use / Savings in Demand under the selected programme (Ml/d) input as +ve 2074-75: 0
52cA | Bulk import (SNZ): PWC to Pulborough (15Ml/d) | SWS_pw2pul | External potable bulk supply/transfer | Distribution Options | N | Preferred (most likely) programme | PWSPRT | Ml/d | 2 |  |  | 0 | 0 | 0 | 0 | 0 | 0 | 0 | 0 | 0 | 0 | 0 | 0 | 0 | 0 | 0 | 0 | 0 | 0 | 0 | 0 | 0 | 0 | 0 | 0 | 0 | 0 | 0 | 0 | 0 | 0 | 0 | 0 | 0 | 0 | 0 | 0 | 0 | 0 | 0 | 0 | 0 | 0 | 0 | 0 | 0 | 0 | 0 | 0 | 0 | 0 | 0 | 0 | 0 | 0
52cA | Bulk import (SNZ): PWC to Pulborough (15Ml/d) | SWS_pw2pul | External potable bulk supply/transfer | Distribution Options | N | Preferred (most likely) programme | SWSSNT | Ml/d | 2 |  |  | 0 | 0 | 0 | 0 | 0 | 0 | 0 | 0 | 0 | 0 | 0 | 0 | 0 | 0 | 0 | 0 | 0 | 0 | 0 | 0 | 0 | 0 | 0 | 0 | 0 | 0 | 0 | 0 | 0 | 0 | 0 | 0 | 0 | 0 | 0 | 0 | 0 | 0 | 0 | 0 | 0 | 0 | 0 | 0 | 0 | 0 | 0 | 0 | 0 | 0 | 0 | 0 | 0 | 0
52cA | Bulk import (SNZ): PWC to Pulborough extension (15Ml/d) | SWS_pw2pul_extension | External potable bulk supply/transfer | Distribution Options | N | Preferred (most likely) programme | PWSPRT | Ml/d | 2 | [7 empty] | -15 | -15 | -15 | -15 | -15 | -15 | -15 | -15 | -15 | -15 | -15 | -15 | -15 | -15 | -15 | -6.2484 | -4.7933 | -3.0787 | -2.4321 | 0 | 0 | 0 | 0 | 0 | 0 | 0 | 0 | 0 | 0 | 0 | 0 | 0 | 0 | 0 | 0 | 0 | 0 | 0 | 0 | 0 | 0 | 0 | 0 | 0 | 0 | 0 | 0 | 0 | 0
52cA | Bulk import (SNZ): PWC to Pulborough extension (15Ml/d) | SWS_pw2pul_extension | External potable bulk supply/transfer | Distribution Options | N | Preferred (most likely) programme | SWSSNT | Ml/d | 2 | [7 empty] | 15 | 15 | 15 | 15 | 15 | 15 | 15 | 15 | 15 | 15 | 15 | 15 | 15 | 15 | 15 | 6.2484 | 4.7933 | 3.0787 | 2.4321 | 0 | 0 | 0 | 0 | 0 | 0 | 0 | 0 | 0 | 0 | 0 | 0 | 0 | 0 | 0 | 0 | 0 | 0 | 0 | 0 | 0 | 0 | 0 | 0 | 0 | 0 | 0 | 0 | 0 | 0
52cA | Bulk import (HSE): PWC Source A to Otterbourne WSW (21Ml/d) | SWS_pwcgm1 | External potable bulk supply/transfer | Distribution Options | N | Preferred (most likely) programme | SWSHSE | Ml/d | 2 | Gains in Water Available For Use / Savings in Demand under the selected programme (Ml/d) input as +ve 2031-32: 21; Gains in Water Available For Use / Savings in Demand under the selected programme (Ml/d) input as +ve 2032-33: 21; Gains in Water Available For Use / Savings in Demand under the selected programme (Ml/d) input as +ve 2033-34: 21; Gains in Water Available For Use / Savings in Demand under the selected programme (Ml/d) input as +ve 2034-35: 21; Gains in Water Available For Use / Savings in Demand under the selected programme (Ml/d) input as +ve 2035-36: 21; Gains in Water Available For Use / Savings in Demand under the selected programme (Ml/d) input as +ve 2036-37: 21; Gains in Water Available For Use / Savings in Demand under the selected programme (Ml/d) input as +ve 2037-38: 21; Gains in Water Available For Use / Savings in Demand under the selected programme (Ml/d) input as +ve 2038-39: 21; Gains in Water Available For Use / Savings in Demand under the selected programme (Ml/d) input as +ve 2039-40: 21; Gains in Water Available For Use / Savings in Demand under the selected programme (Ml/d) input as +ve 2040-41: 21; Gains in Water Available For Use / Savings in Demand under the selected programme (Ml/d) input as +ve 2041-42: 21; Gains in Water Available For Use / Savings in Demand under the selected programme (Ml/d) input as +ve 2042-43: 21; Gains in Water Available For Use / Savings in Demand under the selected programme (Ml/d) input as +ve 2043-44: 21; Gains in Water Available For Use / Savings in Demand under the selected programme (Ml/d) input as +ve 2044-45: 21; Gains in Water Available For Use / Savings in Demand under the selected programme (Ml/d) input as +ve 2045-46: 21; Gains in Water Available For Use / Savings in Demand under the selected programme (Ml/d) input as +ve 2046-47: 21; Gains in Water Available For Use / Savings in Demand under the selected programme (Ml/d) input as +ve 2047-48: 21; Gains in Water Available For Use / Savings in Demand under the selected programme (Ml/d) input as +ve 2048-49: 21; Gains in Water Available For Use / Savings in Demand under the selected programme (Ml/d) input as +ve 2049-50: 21; Gains in Water Available For Use / Savings in Demand under the selected programme (Ml/d) input as +ve 2050-51: 21; Gains in Water Available For Use / Savings in Demand under the selected programme (Ml/d) input as +ve 2051-52: 21; Gains in Water Available For Use / Savings in Demand under the selected programme (Ml/d) input as +ve 2052-53: 21; Gains in Water Available For Use / Savings in Demand under the selected programme (Ml/d) input as +ve 2053-54: 21; Gains in Water Available For Use / Savings in Demand under the selected programme (Ml/d) input as +ve 2054-55: 21; Gains in Water Available For Use / Savings in Demand under the selected programme (Ml/d) input as +ve 2055-56: 21; Gains in Water Available For Use / Savings in Demand under the selected programme (Ml/d) input as +ve 2056-57: 21; Gains in Water Available For Use / Savings in Demand under the selected programme (Ml/d) input as +ve 2057-58: 21; Gains in Water Available For Use / Savings in Demand under the selected programme (Ml/d) input as +ve 2058-59: 21; Gains in Water Available For Use / Savings in Demand under the selected programme (Ml/d) input as +ve 2059-60: 21; Gains in Water Available For Use / Savings in Demand under the selected programme (Ml/d) input as +ve 2060-61: 21; Gains in Water Available For Use / Savings in Demand under the selected programme (Ml/d) input as +ve 2061-62: 21; Gains in Water Available For Use / Savings in Demand under the selected programme (Ml/d) input as +ve 2062-63: 21; Gains in Water Available For Use / Savings in Demand under the selected programme (Ml/d) input as +ve 2063-64: 21; Gains in Water Available For Use / Savings in Demand under the selected programme (Ml/d) input as +ve 2064-65: 21; Gains in Water Available For Use / Savings in Demand under the selected programme (Ml/d) input as +ve 2065-66: 21; Gains in Water Available For Use / Savings in Demand under the selected programme (Ml/d) input as +ve 2066-67: 21; Gains in Water Available For Use / Savings in Demand under the selected programme (Ml/d) input as +ve 2067-68: 21; Gains in Water Available For Use / Savings in Demand under the selected programme (Ml/d) input as +ve 2068-69: 21; Gains in Water Available For Use / Savings in Demand under the selected programme (Ml/d) input as +ve 2069-70: 21; Gains in Water Available For Use / Savings in Demand under the selected programme (Ml/d) input as +ve 2070-71: 21; Gains in Water Available For Use / Savings in Demand under the selected programme (Ml/d) input as +ve 2071-72: 21; Gains in Water Available For Use / Savings in Demand under the selected programme (Ml/d) input as +ve 2072-73: 21; Gains in Water Available For Use / Savings in Demand under the selected programme (Ml/d) input as +ve 2073-74: 21; Gains in Water Available For Use / Savings in Demand under the selected programme (Ml/d) input as +ve 2074-75: 21
52cA | Bulk import (HSE): PWC Source A to Otterbourne WSW (21Ml/d) | SWS_pwcgm1 | External potable bulk supply/transfer | Distribution Options | N | Preferred (most likely) programme | PWSPRT | Ml/d | 2 | Gains in Water Available For Use / Savings in Demand under the selected programme (Ml/d) input as +ve 2031-32: -21; Gains in Water Available For Use / Savings in Demand under the selected programme (Ml/d) input as +ve 2032-33: -21; Gains in Water Available For Use / Savings in Demand under the selected programme (Ml/d) input as +ve 2033-34: -21; Gains in Water Available For Use / Savings in Demand under the selected programme (Ml/d) input as +ve 2034-35: -21; Gains in Water Available For Use / Savings in Demand under the selected programme (Ml/d) input as +ve 2035-36: -21; Gains in Water Available For Use / Savings in Demand under the selected programme (Ml/d) input as +ve 2036-37: -21; Gains in Water Available For Use / Savings in Demand under the selected programme (Ml/d) input as +ve 2037-38: -21; Gains in Water Available For Use / Savings in Demand under the selected programme (Ml/d) input as +ve 2038-39: -21; Gains in Water Available For Use / Savings in Demand under the selected programme (Ml/d) input as +ve 2039-40: -21; Gains in Water Available For Use / Savings in Demand under the selected programme (Ml/d) input as +ve 2040-41: -21; Gains in Water Available For Use / Savings in Demand under the selected programme (Ml/d) input as +ve 2041-42: -21; Gains in Water Available For Use / Savings in Demand under the selected programme (Ml/d) input as +ve 2042-43: -21; Gains in Water Available For Use / Savings in Demand under the selected programme (Ml/d) input as +ve 2043-44: -21; Gains in Water Available For Use / Savings in Demand under the selected programme (Ml/d) input as +ve 2044-45: -21; Gains in Water Available For Use / Savings in Demand under the selected programme (Ml/d) input as +ve 2045-46: -21; Gains in Water Available For Use / Savings in Demand under the selected programme (Ml/d) input as +ve 2046-47: -21; Gains in Water Available For Use / Savings in Demand under the selected programme (Ml/d) input as +ve 2047-48: -21; Gains in Water Available For Use / Savings in Demand under the selected programme (Ml/d) input as +ve 2048-49: -21; Gains in Water Available For Use / Savings in Demand under the selected programme (Ml/d) input as +ve 2049-50: -21; Gains in Water Available For Use / Savings in Demand under the selected programme (Ml/d) input as +ve 2050-51: -21; Gains in Water Available For Use / Savings in Demand under the selected programme (Ml/d) input as +ve 2051-52: -21; Gains in Water Available For Use / Savings in Demand under the selected programme (Ml/d) input as +ve 2052-53: -21; Gains in Water Available For Use / Savings in Demand under the selected programme (Ml/d) input as +ve 2053-54: -21; Gains in Water Available For Use / Savings in Demand under the selected programme (Ml/d) input as +ve 2054-55: -21; Gains in Water Available For Use / Savings in Demand under the selected programme (Ml/d) input as +ve 2055-56: -21; Gains in Water Available For Use / Savings in Demand under the selected programme (Ml/d) input as +ve 2056-57: -21; Gains in Water Available For Use / Savings in Demand under the selected programme (Ml/d) input as +ve 2057-58: -21; Gains in Water Available For Use / Savings in Demand under the selected programme (Ml/d) input as +ve 2058-59: -21; Gains in Water Available For Use / Savings in Demand under the selected programme (Ml/d) input as +ve 2059-60: -21; Gains in Water Available For Use / Savings in Demand under the selected programme (Ml/d) input as +ve 2060-61: -21; Gains in Water Available For Use / Savings in Demand under the selected programme (Ml/d) input as +ve 2061-62: -21; Gains in Water Available For Use / Savings in Demand under the selected programme (Ml/d) input as +ve 2062-63: -21; Gains in Water Available For Use / Savings in Demand under the selected programme (Ml/d) input as +ve 2063-64: -21; Gains in Water Available For Use / Savings in Demand under the selected programme (Ml/d) input as +ve 2064-65: -21; Gains in Water Available For Use / Savings in Demand under the selected programme (Ml/d) input as +ve 2065-66: -21; Gains in Water Available For Use / Savings in Demand under the selected programme (Ml/d) input as +ve 2066-67: -21; Gains in Water Available For Use / Savings in Demand under the selected programme (Ml/d) input as +ve 2067-68: -21; Gains in Water Available For Use / Savings in Demand under the selected programme (Ml/d) input as +ve 2068-69: -21; Gains in Water Available For Use / Savings in Demand under the selected programme (Ml/d) input as +ve 2069-70: -21; Gains in Water Available For Use / Savings in Demand under the selected programme (Ml/d) input as +ve 2070-71: -21; Gains in Water Available For Use / Savings in Demand under the selected programme (Ml/d) input as +ve 2071-72: -21; Gains in Water Available For Use / Savings in Demand under the selected programme (Ml/d) input as +ve 2072-73: -21; Gains in Water Available For Use / Savings in Demand under the selected programme (Ml/d) input as +ve 2073-74: -21; Gains in Water Available For Use / Savings in Demand under the selected programme (Ml/d) input as +ve 2074-75: -21
#N/A |  |  |  | #N/A
#N/A |  |  |  | #N/A
#N/A |  |  |  | #N/A
#N/A |  |  |  | #N/A
#N/A |  |  |  | #N/A
#N/A |  |  |  | #N/A
#N/A |  |  |  | #N/A
#N/A |  |  |  | #N/A
#N/A |  |  |  | #N/A
#N/A |  |  |  | #N/A
#N/A |  |  |  | #N/A
#N/A |  |  |  | #N/A
#N/A |  |  |  | #N/A
#N/A |  |  |  | #N/A
#N/A |  |  |  | #N/A
#N/A |  |  |  | #N/A
#N/A |  |  |  | #N/A
#N/A |  |  |  | #N/A
#N/A |  |  |  | #N/A
#N/A |  |  |  | #N/A
#N/A |  |  |  | #N/A
#N/A |  |  |  | #N/A
#N/A |  |  |  | #N/A
#N/A |  |  |  | #N/A
#N/A |  |  |  | #N/A
#N/A |  |  |  | #N/A
#N/A |  |  |  | #N/A
#N/A |  |  |  | #N/A
#N/A |  |  |  | #N/A
#N/A |  |  |  | #N/A
#N/A |  |  |  | #N/A
#N/A |  |  |  | #N/A
#N/A |  |  |  | #N/A
#N/A |  |  |  | #N/A
#N/A |  |  |  | #N/A
#N/A |  |  |  | #N/A
#N/A |  |  |  | #N/A
#N/A |  |  |  | #N/A
#N/A |  |  |  | #N/A
#N/A |  |  |  | #N/A
#N/A |  |  |  | #N/A
#N/A |  |  |  | #N/A
#N/A |  |  |  | #N/A
#N/A |  |  |  | #N/A
#N/A |  |  |  | #N/A
#N/A |  |  |  | #N/A
#N/A |  |  |  | #N/A
#N/A |  |  |  | #N/A
#N/A |  |  |  | #N/A
#N/A |  |  |  | #N/A
#N/A |  |  |  | #N/A
#N/A |  |  |  | #N/A
#N/A |  |  |  | #N/A
#N/A |  |  |  | #N/A
#N/A |  |  |  | #N/A
#N/A |  |  |  | #N/A
#N/A |  |  |  | #N/A
#N/A |  |  |  | #N/A
#N/A |  |  |  | #N/A
#N/A |  |  |  | #N/A
#N/A |  |  |  | #N/A
#N/A |  |  |  | #N/A
#N/A |  |  |  | #N/A
#N/A |  |  |  | #N/A
#N/A |  |  |  | #N/A
#N/A |  |  |  | #N/A
#N/A |  |  |  | #N/A
#N/A |  |  |  | #N/A
#N/A |  |  |  | #N/A
#N/A |  |  |  | #N/A
#N/A |  |  |  | #N/A
#N/A |  |  |  | #N/A
#N/A |  |  |  | #N/A
#N/A |  |  |  | #N/A
#N/A |  |  |  | #N/A
#N/A |  |  |  | #N/A
#N/A |  |  |  | #N/A
#N/A |  |  |  | #N/A
#N/A |  |  |  | #N/A
#N/A |  |  |  | #N/A
#N/A |  |  |  | #N/A
#N/A |  |  |  | #N/A
#N/A |  |  |  | #N/A
#N/A |  |  |  | #N/A
#N/A |  |  |  | #N/A
#N/A |  |  |  | #N/A
#N/A |  |  |  | #N/A
#N/A |  |  |  | #N/A
#N/A |  |  |  | #N/A
#N/A |  |  |  | #N/A
#N/A |  |  |  | #N/A
#N/A |  |  |  | #N/A
#N/A |  |  |  | #N/A
#N/A |  |  |  | #N/A
#N/A |  |  |  | #N/A
#N/A |  |  |  | #N/A
#N/A |  |  |  | #N/A
#N/A |  |  |  | #N/A
#N/A |  |  |  | #N/A
#N/A |  |  |  | #N/A
#N/A |  |  |  | #N/A
#N/A |  |  |  | #N/A
#N/A |  |  |  | #N/A
#N/A |  |  |  | #N/A
#N/A |  |  |  | #N/A
#N/A |  |  |  | #N/A
#N/A |  |  |  | #N/A
#N/A |  |  |  | #N/A
#N/A |  |  |  | #N/A
#N/A |  |  |  | #N/A
#N/A |  |  |  | #N/A
#N/A |  |  |  | #N/A
#N/A |  |  |  | #N/A
#N/A |  |  |  | #N/A
#N/A |  |  |  | #N/A
#N/A |  |  |  | #N/A
#N/A |  |  |  | #N/A
#N/A |  |  |  | #N/A
#N/A |  |  |  | #N/A
#N/A |  |  |  | #N/A
#N/A |  |  |  | #N/A
#N/A |  |  |  | #N/A
#N/A |  |  |  | #N/A
#N/A |  |  |  | #N/A
#N/A |  |  |  | #N/A
#N/A |  |  |  | #N/A
#N/A |  |  |  | #N/A
#N/A |  |  |  | #N/A
#N/A |  |  |  | #N/A
#N/A |  |  |  | #N/A
#N/A |  |  |  | #N/A
#N/A |  |  |  | #N/A
#N/A |  |  |  | #N/A
#N/A |  |  |  | #N/A
#N/A |  |  |  | #N/A
#N/A |  |  |  | #N/A
#N/A |  |  |  | #N/A
#N/A |  |  |  | #N/A
#N/A |  |  |  | #N/A
#N/A |  |  |  | #N/A
#N/A |  |  |  | #N/A
#N/A |  |  |  | #N/A
#N/A |  |  |  | #N/A
#N/A |  |  |  | #N/A
#N/A |  |  |  | #N/A
#N/A |  |  |  | #N/A
#N/A |  |  |  | #N/A
#N/A |  |  |  | #N/A
#N/A |  |  |  | #N/A
#N/A |  |  |  | #N/A
#N/A |  |  |  | #N/A
#N/A |  |  |  | #N/A
#N/A |  |  |  | #N/A
#N/A |  |  |  | #N/A
#N/A |  |  |  | #N/A
#N/A |  |  |  | #N/A
#N/A |  |  |  | #N/A
#N/A |  |  |  | #N/A
#N/A |  |  |  | #N/A
#N/A |  |  |  | #N/A
#N/A |  |  |  | #N/A
#N/A |  |  |  | #N/A
#N/A |  |  |  | #N/A
#N/A |  |  |  | #N/A
#N/A |  |  |  | #N/A
#N/A |  |  |  | #N/A
#N/A |  |  |  | #N/A
#N/A |  |  |  | #N/A
#N/A |  |  |  | #N/A
#N/A |  |  |  | #N/A
#N/A |  |  |  | #N/A
#N/A |  |  |  | #N/A
#N/A |  |  |  | #N/A
#N/A |  |  |  | #N/A
#N/A |  |  |  | #N/A
#N/A |  |  |  | #N/A
#N/A |  |  |  | #N/A
#N/A |  |  |  | #N/A
#N/A |  |  |  | #N/A
#N/A |  |  |  | #N/A
#N/A |  |  |  | #N/A
#N/A |  |  |  | #N/A
#N/A |  |  |  | #N/A
#N/A |  |  |  | #N/A
#N/A |  |  |  | #N/A
#N/A |  |  |  | #N/A
#N/A |  |  |  | #N/A
#N/A |  |  |  | #N/A
#N/A |  |  |  | #N/A
#N/A |  |  |  | #N/A
#N/A |  |  |  | #N/A
#N/A |  |  |  | #N/A
#N/A |  |  |  | #N/A
#N/A |  |  |  | #N/A
#N/A |  |  |  | #N/A
#N/A |  |  |  | #N/A
#N/A |  |  |  | #N/A
#N/A |  |  |  | #N/A
#N/A |  |  |  | #N/A
#N/A |  |  |  | #N/A
#N/A |  |  |  | #N/A
#N/A |  |  |  | #N/A
#N/A |  |  |  | #N/A
#N/A |  |  |  | #N/A
#N/A |  |  |  | #N/A
#N/A |  |  |  | #N/A
#N/A |  |  |  | #N/A
#N/A |  |  |  | #N/A
#N/A |  |  |  | #N/A
#N/A |  |  |  | #N/A
#N/A |  |  |  | #N/A
#N/A |  |  |  | #N/A
#N/A |  |  |  | #N/A
#N/A |  |  |  | #N/A
#N/A |  |  |  | #N/A
#N/A |  |  |  | #N/A
#N/A |  |  |  | #N/A
#N/A |  |  |  | #N/A
#N/A |  |  |  | #N/A
#N/A |  |  |  | #N/A
#N/A |  |  |  | #N/A
#N/A |  |  |  | #N/A
#N/A |  |  |  | #N/A
#N/A |  |  |  | #N/A
#N/A |  |  |  | #N/A
#N/A |  |  |  | #N/A
#N/A |  |  |  | #N/A
#N/A |  |  |  | #N/A
#N/A |  |  |  | #N/A
#N/A |  |  |  | #N/A
#N/A |  |  |  | #N/A
#N/A |  |  |  | #N/A
#N/A |  |  |  | #N/A
#N/A |  |  |  | #N/A
#N/A |  |  |  | #N/A
#N/A |  |  |  | #N/A
#N/A |  |  |  | #N/A
#N/A |  |  |  | #N/A
#N/A |  |  |  | #N/A
#N/A |  |  |  | #N/A
#N/A |  |  |  | #N/A
#N/A |  |  |  | #N/A
#N/A |  |  |  | #N/A
#N/A |  |  |  | #N/A
#N/A |  |  |  | #N/A
#N/A |  |  |  | #N/A
#N/A |  |  |  | #N/A
#N/A |  |  |  | #N/A
#N/A |  |  |  | #N/A
#N/A |  |  |  | #N/A
#N/A |  |  |  | #N/A
#N/A |  |  |  | #N/A
#N/A |  |  |  | #N/A
#N/A |  |  |  | #N/A
#N/A |  |  |  | #N/A
#N/A |  |  |  | #N/A
#N/A |  |  |  | #N/A
#N/A |  |  |  | #N/A
#N/A |  |  |  | #N/A
#N/A |  |  |  | #N/A
#N/A |  |  |  | #N/A
#N/A |  |  |  | #N/A
#N/A |  |  |  | #N/A
#N/A |  |  |  | #N/A
#N/A |  |  |  | #N/A
#N/A |  |  |  | #N/A
#N/A |  |  |  | #N/A
#N/A |  |  |  | #N/A
#N/A |  |  |  | #N/A
#N/A |  |  |  | #N/A
#N/A |  |  |  | #N/A
#N/A |  |  |  | #N/A
#N/A |  |  |  | #N/A
#N/A |  |  |  | #N/A
#N/A |  |  |  | #N/A
#N/A |  |  |  | #N/A
#N/A |  |  |  | #N/A
#N/A |  |  |  | #N/A
#N/A |  |  |  | #N/A
#N/A |  |  |  | #N/A
#N/A |  |  |  | #N/A
#N/A |  |  |  | #N/A
#N/A |  |  |  | #N/A
#N/A |  |  |  | #N/A
#N/A |  |  |  | #N/A
#N/A |  |  |  | #N/A
#N/A |  |  |  | #N/A
#N/A |  |  |  | #N/A
#N/A |  |  |  | #N/A
#N/A |  |  |  | #N/A
#N/A |  |  |  | #N/A
#N/A |  |  |  | #N/A
#N/A |  |  |  | #N/A
#N/A |  |  |  | #N/A
#N/A |  |  |  | #N/A
#N/A |  |  |  | #N/A
#N/A |  |  |  | #N/A
#N/A |  |  |  | #N/A
#N/A |  |  |  | #N/A
#N/A |  |  |  | #N/A
#N/A |  |  |  | #N/A
#N/A |  |  |  | #N/A
#N/A |  |  |  | #N/A
#N/A |  |  |  | #N/A
#N/A |  |  |  | #N/A
#N/A |  |  |  | #N/A
#N/A |  |  |  | #N/A
#N/A |  |  |  | #N/A
#N/A |  |  |  | #N/A
#N/A |  |  |  | #N/A
#N/A |  |  |  | #N/A
#N/A |  |  |  | #N/A
#N/A |  |  |  | #N/A
#N/A |  |  |  | #N/A
#N/A |  |  |  | #N/A
#N/A |  |  |  | #N/A
#N/A |  |  |  | #N/A
#N/A |  |  |  | #N/A
#N/A |  |  |  | #N/A
#N/A |  |  |  | #N/A
#N/A |  |  |  | #N/A
#N/A |  |  |  | #N/A
#N/A |  |  |  | #N/A
#N/A |  |  |  | #N/A
#N/A |  |  |  | #N/A
#N/A |  |  |  | #N/A
#N/A |  |  |  | #N/A
#N/A |  |  |  | #N/A
#N/A |  |  |  | #N/A
#N/A |  |  |  | #N/A
#N/A |  |  |  | #N/A
#N/A |  |  |  | #N/A
#N/A |  |  |  | #N/A
#N/A |  |  |  | #N/A
#N/A |  |  |  | #N/A
#N/A |  |  |  | #N/A
#N/A |  |  |  | #N/A
#N/A |  |  |  | #N/A
#N/A |  |  |  | #N/A
#N/A |  |  |  | #N/A
#N/A |  |  |  | #N/A
#N/A |  |  |  | #N/A
#N/A |  |  |  | #N/A
#N/A |  |  |  | #N/A
#N/A |  |  |  | #N/A
#N/A |  |  |  | #N/A
#N/A |  |  |  | #N/A
#N/A |  |  |  | #N/A
#N/A |  |  |  | #N/A
#N/A |  |  |  | #N/A
#N/A |  |  |  | #N/A
#N/A |  |  |  | #N/A
Note: Price base is 2020/21

## 5a-5c. Cost Profiles
Cost Profile WRMP24 Table
| Water Company | Portsmouth Water | Version | jet-20240206-190500-st-hybrid-dy-w1-tree16.05-options-v67-gov-led-hybridcp2-ppp5-pwh15-har2-twd14-no-force-kni-no-force-less-2075-fix-bvp¦Situation 4 |  | Back to title page
Table 5a: WC Level - Option Level Cost Profile Table
| Table Instruction | Option ID | Option Name | Cost Metric (£m) | Cost Sub-metric (£m) | Asset Life: Estimated average number of years an asset is considered useable before its value is fully depreciated. | Total/Fixed/Variable | 2019-20 | 2020-21 | 2021-22 | 2022-23 | 2023-24 | 2024-25 | 2025-26 | 2026-27 | 2027-28 | 2028-29 | 2029-30 | 2030-31 | 2031-32 | 2032-33 | 2033-34 | 2034-35 | 2035-36 | 2036-37 | 2037-38 | 2038-39 | 2039-40 | 2040-41 | 2041-42 | 2042-43 | 2043-44 | 2044-45 | 2045-46 | 2046-47 | 2047-48 | 2048-49 | 2049-50 | 2050-51 | 2051-52 | 2052-53 | 2053-54 | 2054-55 | 2055-56 | 2056-57 | 2057-58 | 2058-59 | 2059-60 | 2060-61 | 2061-62 | 2062-63 | 2063-64 | 2064-65 | 2065-66 | 2066-67 | 2067-68 | 2068-69 | 2069-70 | 2070-71 | 2071-72 | 2072-73 | 2073-74 | 2074-75 | 2075-76 | 2076-77 | 2077-78 | 2078-79 | 2079-80 | 2080-81 | 2081-82 | 2082-83 | 2083-84 | 2084-85 | 2085-86 | 2086-87 | 2087-88 | 2088-89 | 2089-90 | 2090-91 | 2091-92 | 2092-93 | 2093-94 | 2094-95 | 2095-96 | 2096-97 | 2097-98 | 2098-99 | 2099-100 | 2100-01 | 2101-02 | 2102-03 | 2103-04 | 2104-05
| Complete for all options (Feasible and preferred) | PRT_cm_p1_east hampshire | Portfolio 1 (Standard): East Hampshire | Capex |  |  | Total | [7 empty] | 1.7909 | 1.7909 | 1.7909 | 1.7909 | 1.7909 | 1.5469 | 1.5469 | 1.5469 | 1.5469 | 1.5469 | 1.4524 | 1.4524 | 1.4524 | 1.4524 | 1.4524 | 1.4524 | 1.4524 | 1.4524 | 1.4524 | 1.4524 | 1.4524 | 1.4524 | 1.4524 | 1.4524 | 1.4524 | 1.4524 | 1.4524 | 1.4524 | 1.4524 | 1.4524 | 1.4524 | 1.4524 | 1.4524 | 1.4524 | 1.4524 | 1.4524 | 1.4524 | 1.4524 | 1.4524 | 1.4524 | 1.4524 | 1.4524 | 1.4524 | 1.4524 | 1.4524 | 1.4524 | 1.4524 | 1.4524 | 1.4524 | 1.4524 | 1.4524 | 1.4524 | 1.4524 | 1.4524 | 1.4524 | 1.4524 | 1.4524 | 1.4524 | 1.4524 | 1.4524 | 1.4524 | 1.4524 | 1.4524 | 1.4524 | 1.4524 | 1.4524 | 1.4524 | 1.4524 | 1.4524 | 1.4524 | 1.4524 | 1.4524 | 1.4524 | 1.4524 | 1.4524 | 1.4524 | 1.4524 | 1.4524 | 1.4524 | 1.4524
|  | PRT_cm_p1_east hampshire | Portfolio 1 (Standard): East Hampshire | Opex |  |  | Total
|  | PRT_cm_p1_east hampshire | Portfolio 1 (Standard): East Hampshire | Financing Cost |  |  | Total | [7 empty] | 0.027849 | 0.083546 | 0.13924 | 0.19494 | 0.25064 | 0.30254 | 0.35065 | 0.39876 | 0.44687 | 0.49498 | 0.54162 | 0.58679 | 0.63196 | 0.67713 | 0.72231 | 0.76748 | 0.81265 | 0.85782 | 0.90299 | 0.94816 | 0.99333 | 1.0385 | 1.0837 | 1.1288 | 1.174 | 1.2192 | 1.2644 | 1.3095 | 1.3547 | 1.3999 | 1.445 | 1.4902 | 1.5354 | 1.5806 | 1.6257 | 1.6709 | 1.7161 | 1.7612 | 1.8064 | 1.8516 | 1.8968 | 1.9419 | 1.9871 | 2.0323 | 2.0774 | 2.1226 | 2.1678 | 2.213 | 2.2581 | 2.3033 | 2.3485 | 2.3936 | 2.4388 | 2.484 | 2.5291 | 2.5743 | 2.6195 | 2.6647 | 2.7098 | 2.755 | 2.8002 | 2.8453 | 2.8905 | 2.9357 | 2.9809 | 3.026 | 3.0712 | 3.1164 | 3.1615 | 3.2067 | 3.2519 | 3.2971 | 3.3422 | 3.3874 | 3.4326 | 3.4777 | 3.5229 | 3.5681 | 3.6133 | 3.6584
|  | PRT_cm_p1_east hampshire | Portfolio 1 (Standard): East Hampshire | Discount Rate |  |  | Total | [7 empty] | 0.035 | 0.035 | 0.035 | 0.035 | 0.035 | 0.035 | 0.035 | 0.035 | 0.035 | 0.035 | 0.035 | 0.035 | 0.035 | 0.035 | 0.035 | 0.035 | 0.035 | 0.035 | 0.035 | 0.035 | 0.035 | 0.035 | 0.035 | 0.035 | 0.035 | 0.035 | 0.035 | 0.035 | 0.035 | 0.035 | 0.03 | 0.03 | 0.03 | 0.03 | 0.03 | 0.03 | 0.03 | 0.03 | 0.03 | 0.03 | 0.03 | 0.03 | 0.03 | 0.03 | 0.03 | 0.03 | 0.03 | 0.03 | 0.03 | 0.03 | 0.03 | 0.03 | 0.03 | 0.03 | 0.03 | 0.03 | 0.03 | 0.03 | 0.03 | 0.03 | 0.03 | 0.03 | 0.03 | 0.03 | 0.03 | 0.03 | 0.03 | 0.03 | 0.03 | 0.03 | 0.03 | 0.03 | 0.03 | 0.03 | 0.03 | 0.025 | 0.025 | 0.025 | 0.025 | 0.025
|  | PRT_cm_p1_east hampshire | Portfolio 1 (Standard): East Hampshire | Discount Factor |  |  | Total | [7 empty] | 0.96618 | 0.93351 | 0.90194 | 0.87144 | 0.84197 | 0.8135 | 0.78599 | 0.75941 | 0.73373 | 0.70892 | 0.68495 | 0.66178 | 0.6394 | 0.61778 | 0.59689 | 0.57671 | 0.5572 | 0.53836 | 0.52016 | 0.50257 | 0.48557 | 0.46915 | 0.45329 | 0.43796 | 0.42315 | 0.40884 | 0.39501 | 0.38165 | 0.36875 | 0.35628 | 0.3459 | 0.33583 | 0.32605 | 0.31655 | 0.30733 | 0.29838 | 0.28969 | 0.28125 | 0.27306 | 0.2651 | 0.25738 | 0.24989 | 0.24261 | 0.23554 | 0.22868 | 0.22202 | 0.21555 | 0.20928 | 0.20318 | 0.19726 | 0.19152 | 0.18594 | 0.18052 | 0.17527 | 0.17016 | 0.1652 | 0.16039 | 0.15572 | 0.15119 | 0.14678 | 0.14251 | 0.13836 | 0.13433 | 0.13041 | 0.12662 | 0.12293 | 0.11935 | 0.11587 | 0.1125 | 0.10922 | 0.10604 | 0.10295 | 0.099951 | 0.09704 | 0.094214 | 0.091916 | 0.089674 | 0.087487 | 0.085353 | 0.083271
|  | PRT_cm_p1_east hampshire | Portfolio 1 (Standard): East Hampshire | Capex | Costed Risk |  | Fixed
|  | PRT_cm_p1_east hampshire | Portfolio 1 (Standard): East Hampshire | Capex | Optimism Bias |  | Fixed
|  | PRT_cm_p1_east hampshire | Portfolio 1 (Standard): East Hampshire | Net Present Cost (NPC) |  |  | Total | [7 empty] | 0.026907 | 0.077991 | 0.12559 | 0.16988 | 0.21103 | 0.24612 | 0.27561 | 0.30282 | 0.32788 | 0.3509 | 0.37098 | 0.38833 | 0.40408 | 0.41832 | 0.43114 | 0.44261 | 0.45281 | 0.46182 | 0.4697 | 0.47651 | 0.48233 | 0.48721 | 0.49121 | 0.49439 | 0.49678 | 0.49845 | 0.49944 | 0.49979 | 0.49954 | 0.49874 | 0.49984 | 0.50045 | 0.5006 | 0.50032 | 0.49963 | 0.49856 | 0.49712 | 0.49535 | 0.49325 | 0.49086 | 0.48819 | 0.48526 | 0.48209 | 0.47868 | 0.47507 | 0.47126 | 0.46727 | 0.46312 | 0.45881 | 0.45435 | 0.44977 | 0.44507 | 0.44026 | 0.43536 | 0.43036 | 0.42529 | 0.42015 | 0.41494 | 0.40969 | 0.40438 | 0.39904 | 0.39367 | 0.38827 | 0.38285 | 0.37742 | 0.37198 | 0.36654 | 0.3611 | 0.35566 | 0.35024 | 0.34482 | 0.33943 | 0.33406 | 0.32871 | 0.3234 | 0.31966 | 0.31591 | 0.31216 | 0.3084 | 0.30464
|  | PRT_cm_p1_east hampshire | Portfolio 1 (Standard): East Hampshire | Total NPC |  |  | Total | 2019-20: 32.3323
|  | PRT_cm_p2_arun west | Portfolio 2 (Upscaled): Arun and Western Streams | Capex |  |  | Total | [7 empty] | 2.7178 | 2.7178 | 2.6938 | 2.6938 | 2.6938 | 2.3389 | 2.3389 | 2.3389 | 2.3389 | 2.3389 | 1.6238 | 1.6238 | 1.6238 | 1.6238 | 1.6238 | 1.6238 | 1.6238 | 1.6238 | 1.6238 | 1.6238 | 1.6238 | 1.6238 | 1.6238 | 1.6238 | 1.6238 | 1.6238 | 1.6238 | 1.6238 | 1.6238 | 1.6238 | 1.6238 | 1.6238 | 1.6238 | 1.6238 | 1.6238 | 1.6238 | 1.6238 | 1.6238 | 1.6238 | 1.6238 | 1.6238 | 1.6238 | 1.6238 | 1.6238 | 1.6238 | 1.6238 | 1.6238 | 1.6238 | 1.6238 | 1.6238 | 1.6238 | 1.6238 | 1.6238 | 1.6238 | 1.6238 | 1.6238 | 1.6238 | 1.6238 | 1.6238 | 1.6238 | 1.6238 | 1.6238 | 1.6238 | 1.6238 | 1.6238 | 1.6238 | 1.6238 | 1.6238 | 1.6238 | 1.6238 | 1.6238 | 1.6238 | 1.6238 | 1.6238 | 1.6238 | 1.6238 | 1.6238 | 1.6238 | 1.6238 | 1.6238
|  | PRT_cm_p2_arun west | Portfolio 2 (Upscaled): Arun and Western Streams | Opex |  |  | Total
|  | PRT_cm_p2_arun west | Portfolio 2 (Upscaled): Arun and Western Streams | Financing Cost |  |  | Total | [7 empty] | 0.042262 | 0.12679 | 0.21094 | 0.29471 | 0.37849 | 0.45675 | 0.52949 | 0.60223 | 0.67497 | 0.74771 | 0.80933 | 0.85983 | 0.91033 | 0.96083 | 1.0113 | 1.0618 | 1.1123 | 1.1628 | 1.2133 | 1.2638 | 1.3143 | 1.3648 | 1.4153 | 1.4658 | 1.5163 | 1.5668 | 1.6173 | 1.6678 | 1.7183 | 1.7688 | 1.8193 | 1.8698 | 1.9203 | 1.9708 | 2.0213 | 2.0718 | 2.1223 | 2.1728 | 2.2233 | 2.2738 | 2.3243 | 2.3748 | 2.4253 | 2.4758 | 2.5263 | 2.5768 | 2.6273 | 2.6778 | 2.7283 | 2.7788 | 2.8293 | 2.8798 | 2.9303 | 2.9808 | 3.0313 | 3.0818 | 3.1323 | 3.1828 | 3.2333 | 3.2838 | 3.3343 | 3.3848 | 3.4353 | 3.4858 | 3.5363 | 3.5868 | 3.6373 | 3.6878 | 3.7383 | 3.7888 | 3.8393 | 3.8898 | 3.9403 | 3.9908 | 4.0413 | 4.0918 | 4.1423 | 4.1928 | 4.2433 | 4.2938
|  | PRT_cm_p2_arun west | Portfolio 2 (Upscaled): Arun and Western Streams | Discount Rate |  |  | Total | [7 empty] | 0.035 | 0.035 | 0.035 | 0.035 | 0.035 | 0.035 | 0.035 | 0.035 | 0.035 | 0.035 | 0.035 | 0.035 | 0.035 | 0.035 | 0.035 | 0.035 | 0.035 | 0.035 | 0.035 | 0.035 | 0.035 | 0.035 | 0.035 | 0.035 | 0.035 | 0.035 | 0.035 | 0.035 | 0.035 | 0.035 | 0.03 | 0.03 | 0.03 | 0.03 | 0.03 | 0.03 | 0.03 | 0.03 | 0.03 | 0.03 | 0.03 | 0.03 | 0.03 | 0.03 | 0.03 | 0.03 | 0.03 | 0.03 | 0.03 | 0.03 | 0.03 | 0.03 | 0.03 | 0.03 | 0.03 | 0.03 | 0.03 | 0.03 | 0.03 | 0.03 | 0.03 | 0.03 | 0.03 | 0.03 | 0.03 | 0.03 | 0.03 | 0.03 | 0.03 | 0.03 | 0.03 | 0.03 | 0.03 | 0.03 | 0.03 | 0.025 | 0.025 | 0.025 | 0.025 | 0.025
|  | PRT_cm_p2_arun west | Portfolio 2 (Upscaled): Arun and Western Streams | Discount Factor |  |  | Total | [7 empty] | 0.96618 | 0.93351 | 0.90194 | 0.87144 | 0.84197 | 0.8135 | 0.78599 | 0.75941 | 0.73373 | 0.70892 | 0.68495 | 0.66178 | 0.6394 | 0.61778 | 0.59689 | 0.57671 | 0.5572 | 0.53836 | 0.52016 | 0.50257 | 0.48557 | 0.46915 | 0.45329 | 0.43796 | 0.42315 | 0.40884 | 0.39501 | 0.38165 | 0.36875 | 0.35628 | 0.3459 | 0.33583 | 0.32605 | 0.31655 | 0.30733 | 0.29838 | 0.28969 | 0.28125 | 0.27306 | 0.2651 | 0.25738 | 0.24989 | 0.24261 | 0.23554 | 0.22868 | 0.22202 | 0.21555 | 0.20928 | 0.20318 | 0.19726 | 0.19152 | 0.18594 | 0.18052 | 0.17527 | 0.17016 | 0.1652 | 0.16039 | 0.15572 | 0.15119 | 0.14678 | 0.14251 | 0.13836 | 0.13433 | 0.13041 | 0.12662 | 0.12293 | 0.11935 | 0.11587 | 0.1125 | 0.10922 | 0.10604 | 0.10295 | 0.099951 | 0.09704 | 0.094214 | 0.091916 | 0.089674 | 0.087487 | 0.085353 | 0.083271
|  | PRT_cm_p2_arun west | Portfolio 2 (Upscaled): Arun and Western Streams | Capex | Costed Risk |  | Fixed
|  | PRT_cm_p2_arun west | Portfolio 2 (Upscaled): Arun and Western Streams | Capex | Optimism Bias |  | Fixed
|  | PRT_cm_p2_arun west | Portfolio 2 (Upscaled): Arun and Western Streams | Net Present Cost (NPC) |  |  | Total | [7 empty] | 0.040833 | 0.11836 | 0.19025 | 0.25683 | 0.31868 | 0.37157 | 0.41617 | 0.45734 | 0.49525 | 0.53007 | 0.55435 | 0.56902 | 0.58207 | 0.59358 | 0.60365 | 0.61236 | 0.6198 | 0.62602 | 0.63112 | 0.63516 | 0.6382 | 0.64031 | 0.64155 | 0.64197 | 0.64163 | 0.64058 | 0.63886 | 0.63653 | 0.63363 | 0.6302 | 0.62931 | 0.62794 | 0.62611 | 0.62386 | 0.62121 | 0.61819 | 0.61481 | 0.61111 | 0.6071 | 0.6028 | 0.59824 | 0.59344 | 0.5884 | 0.58316 | 0.57772 | 0.57211 | 0.56633 | 0.5604 | 0.55434 | 0.54816 | 0.54186 | 0.53547 | 0.52899 | 0.52243 | 0.51581 | 0.50913 | 0.5024 | 0.49563 | 0.48883 | 0.48201 | 0.47516 | 0.46831 | 0.46145 | 0.4546 | 0.44775 | 0.44092 | 0.4341 | 0.42731 | 0.42055 | 0.41381 | 0.40712 | 0.40046 | 0.39384 | 0.38727 | 0.38075 | 0.3761 | 0.37146 | 0.36682 | 0.36218 | 0.35755
|  | PRT_cm_p2_arun west | Portfolio 2 (Upscaled): Arun and Western Streams | Total NPC |  |  | Total | 2019-20: 40.9008
|  | PRT_cm_p2_east hampshire | Portfolio 2 (Upscaled): East Hampshire | Capex |  |  | Total | [7 empty] | 1.8984 | 1.8984 | 1.8984 | 1.8984 | 1.8984 | 1.6113 | 1.6113 | 1.6113 | 1.6113 | 1.6113 | 1.5413 | 1.5413 | 1.5413 | 1.5413 | 1.5413 | 1.5413 | 1.5413 | 1.5413 | 1.5413 | 1.5413 | 1.5413 | 1.5413 | 1.5413 | 1.5413 | 1.5413 | 1.5413 | 1.5413 | 1.5413 | 1.5413 | 1.5413 | 1.5413 | 1.5413 | 1.5413 | 1.5413 | 1.5413 | 1.5413 | 1.5413 | 1.5413 | 1.5413 | 1.5413 | 1.5413 | 1.5413 | 1.5413 | 1.5413 | 1.5413 | 1.5413 | 1.5413 | 1.5413 | 1.5413 | 1.5413 | 1.5413 | 1.5413 | 1.5413 | 1.5413 | 1.5413 | 1.5413 | 1.5413 | 1.5413 | 1.5413 | 1.5413 | 1.5413 | 1.5413 | 1.5413 | 1.5413 | 1.5413 | 1.5413 | 1.5413 | 1.5413 | 1.5413 | 1.5413 | 1.5413 | 1.5413 | 1.5413 | 1.5413 | 1.5413 | 1.5413 | 1.5413 | 1.5413 | 1.5413 | 1.5413
|  | PRT_cm_p2_east hampshire | Portfolio 2 (Upscaled): East Hampshire | Opex |  |  | Total
|  | PRT_cm_p2_east hampshire | Portfolio 2 (Upscaled): East Hampshire | Financing Cost |  |  | Total | [7 empty] | 0.02952 | 0.08856 | 0.1476 | 0.20664 | 0.26568 | 0.32026 | 0.37037 | 0.42048 | 0.4706 | 0.52071 | 0.56973 | 0.61767 | 0.6656 | 0.71354 | 0.76148 | 0.80941 | 0.85735 | 0.90528 | 0.95322 | 1.0012 | 1.0491 | 1.097 | 1.145 | 1.1929 | 1.2408 | 1.2888 | 1.3367 | 1.3846 | 1.4326 | 1.4805 | 1.5285 | 1.5764 | 1.6243 | 1.6723 | 1.7202 | 1.7681 | 1.8161 | 1.864 | 1.9119 | 1.9599 | 2.0078 | 2.0557 | 2.1037 | 2.1516 | 2.1996 | 2.2475 | 2.2954 | 2.3434 | 2.3913 | 2.4392 | 2.4872 | 2.5351 | 2.583 | 2.631 | 2.6789 | 2.7268 | 2.7748 | 2.8227 | 2.8707 | 2.9186 | 2.9665 | 3.0145 | 3.0624 | 3.1103 | 3.1583 | 3.2062 | 3.2541 | 3.3021 | 3.35 | 3.3979 | 3.4459 | 3.4938 | 3.5418 | 3.5897 | 3.6376 | 3.6856 | 3.7335 | 3.7814 | 3.8294 | 3.8773
|  | PRT_cm_p2_east hampshire | Portfolio 2 (Upscaled): East Hampshire | Discount Rate |  |  | Total | [7 empty] | 0.035 | 0.035 | 0.035 | 0.035 | 0.035 | 0.035 | 0.035 | 0.035 | 0.035 | 0.035 | 0.035 | 0.035 | 0.035 | 0.035 | 0.035 | 0.035 | 0.035 | 0.035 | 0.035 | 0.035 | 0.035 | 0.035 | 0.035 | 0.035 | 0.035 | 0.035 | 0.035 | 0.035 | 0.035 | 0.035 | 0.03 | 0.03 | 0.03 | 0.03 | 0.03 | 0.03 | 0.03 | 0.03 | 0.03 | 0.03 | 0.03 | 0.03 | 0.03 | 0.03 | 0.03 | 0.03 | 0.03 | 0.03 | 0.03 | 0.03 | 0.03 | 0.03 | 0.03 | 0.03 | 0.03 | 0.03 | 0.03 | 0.03 | 0.03 | 0.03 | 0.03 | 0.03 | 0.03 | 0.03 | 0.03 | 0.03 | 0.03 | 0.03 | 0.03 | 0.03 | 0.03 | 0.03 | 0.03 | 0.03 | 0.03 | 0.025 | 0.025 | 0.025 | 0.025 | 0.025
|  | PRT_cm_p2_east hampshire | Portfolio 2 (Upscaled): East Hampshire | Discount Factor |  |  | Total | [7 empty] | 0.96618 | 0.93351 | 0.90194 | 0.87144 | 0.84197 | 0.8135 | 0.78599 | 0.75941 | 0.73373 | 0.70892 | 0.68495 | 0.66178 | 0.6394 | 0.61778 | 0.59689 | 0.57671 | 0.5572 | 0.53836 | 0.52016 | 0.50257 | 0.48557 | 0.46915 | 0.45329 | 0.43796 | 0.42315 | 0.40884 | 0.39501 | 0.38165 | 0.36875 | 0.35628 | 0.3459 | 0.33583 | 0.32605 | 0.31655 | 0.30733 | 0.29838 | 0.28969 | 0.28125 | 0.27306 | 0.2651 | 0.25738 | 0.24989 | 0.24261 | 0.23554 | 0.22868 | 0.22202 | 0.21555 | 0.20928 | 0.20318 | 0.19726 | 0.19152 | 0.18594 | 0.18052 | 0.17527 | 0.17016 | 0.1652 | 0.16039 | 0.15572 | 0.15119 | 0.14678 | 0.14251 | 0.13836 | 0.13433 | 0.13041 | 0.12662 | 0.12293 | 0.11935 | 0.11587 | 0.1125 | 0.10922 | 0.10604 | 0.10295 | 0.099951 | 0.09704 | 0.094214 | 0.091916 | 0.089674 | 0.087487 | 0.085353 | 0.083271
|  | PRT_cm_p2_east hampshire | Portfolio 2 (Upscaled): East Hampshire | Capex | Costed Risk |  | Fixed
|  | PRT_cm_p2_east hampshire | Portfolio 2 (Upscaled): East Hampshire | Capex | Optimism Bias |  | Fixed
|  | PRT_cm_p2_east hampshire | Portfolio 2 (Upscaled): East Hampshire | Net Present Cost (NPC) |  |  | Total | [7 empty] | 0.028522 | 0.082672 | 0.13313 | 0.18008 | 0.2237 | 0.26053 | 0.29111 | 0.31932 | 0.34529 | 0.36914 | 0.39024 | 0.40876 | 0.42559 | 0.44081 | 0.45452 | 0.46679 | 0.47772 | 0.48737 | 0.49582 | 0.50315 | 0.50941 | 0.51467 | 0.519 | 0.52244 | 0.52506 | 0.5269 | 0.52802 | 0.52845 | 0.52826 | 0.52748 | 0.52869 | 0.52939 | 0.5296 | 0.52935 | 0.52867 | 0.52757 | 0.52609 | 0.52425 | 0.52207 | 0.51957 | 0.51678 | 0.5137 | 0.51037 | 0.5068 | 0.503 | 0.49899 | 0.49479 | 0.49041 | 0.48586 | 0.48117 | 0.47634 | 0.47137 | 0.4663 | 0.46112 | 0.45584 | 0.45049 | 0.44505 | 0.43956 | 0.434 | 0.4284 | 0.42275 | 0.41707 | 0.41136 | 0.40563 | 0.39989 | 0.39413 | 0.38837 | 0.38262 | 0.37686 | 0.37112 | 0.3654 | 0.35969 | 0.354 | 0.34834 | 0.34271 | 0.33876 | 0.3348 | 0.33083 | 0.32685 | 0.32287
|  | PRT_cm_p2_east hampshire | Portfolio 2 (Upscaled): East Hampshire | Total NPC |  |  | Total | 2019-20: 34.2036
|  | PRT_cm_p3_arun west | Portfolio 3 (Augmented): Arun and Western Streams | Capex |  |  | Total | [7 empty] | 2.7178 | 2.7178 | 2.6938 | 2.6938 | 2.6938 | 2.3389 | 2.3389 | 2.3389 | 2.3389 | 2.3389 | 1.6238 | 1.6238 | 1.6238 | 1.6238 | 1.6238 | 1.6238 | 1.6238 | 1.6238 | 1.6238 | 1.6238 | 1.6238 | 1.6238 | 1.6238 | 1.6238 | 1.6238 | 1.6238 | 1.6238 | 1.6238 | 1.6238 | 1.6238 | 1.6238 | 1.6238 | 1.6238 | 1.6238 | 1.6238 | 1.6238 | 1.6238 | 1.6238 | 1.6238 | 1.6238 | 1.6238 | 1.6238 | 1.6238 | 1.6238 | 1.6238 | 1.6238 | 1.6238 | 1.6238 | 1.6238 | 1.6238 | 1.6238 | 1.6238 | 1.6238 | 1.6238 | 1.6238 | 1.6238 | 1.6238 | 1.6238 | 1.6238 | 1.6238 | 1.6238 | 1.6238 | 1.6238 | 1.6238 | 1.6238 | 1.6238 | 1.6238 | 1.6238 | 1.6238 | 1.6238 | 1.6238 | 1.6238 | 1.6238 | 1.6238 | 1.6238 | 1.6238 | 1.6238 | 1.6238 | 1.6238 | 1.6238
|  | PRT_cm_p3_arun west | Portfolio 3 (Augmented): Arun and Western Streams | Opex |  |  | Total
|  | PRT_cm_p3_arun west | Portfolio 3 (Augmented): Arun and Western Streams | Financing Cost |  |  | Total | [7 empty] | 0.042262 | 0.12679 | 0.21094 | 0.29471 | 0.37849 | 0.45675 | 0.52949 | 0.60223 | 0.67497 | 0.74771 | 0.80933 | 0.85983 | 0.91033 | 0.96083 | 1.0113 | 1.0618 | 1.1123 | 1.1628 | 1.2133 | 1.2638 | 1.3143 | 1.3648 | 1.4153 | 1.4658 | 1.5163 | 1.5668 | 1.6173 | 1.6678 | 1.7183 | 1.7688 | 1.8193 | 1.8698 | 1.9203 | 1.9708 | 2.0213 | 2.0718 | 2.1223 | 2.1728 | 2.2233 | 2.2738 | 2.3243 | 2.3748 | 2.4253 | 2.4758 | 2.5263 | 2.5768 | 2.6273 | 2.6778 | 2.7283 | 2.7788 | 2.8293 | 2.8798 | 2.9303 | 2.9808 | 3.0313 | 3.0818 | 3.1323 | 3.1828 | 3.2333 | 3.2838 | 3.3343 | 3.3848 | 3.4353 | 3.4858 | 3.5363 | 3.5868 | 3.6373 | 3.6878 | 3.7383 | 3.7888 | 3.8393 | 3.8898 | 3.9403 | 3.9908 | 4.0413 | 4.0918 | 4.1423 | 4.1928 | 4.2433 | 4.2938
|  | PRT_cm_p3_arun west | Portfolio 3 (Augmented): Arun and Western Streams | Discount Rate |  |  | Total | [7 empty] | 0.035 | 0.035 | 0.035 | 0.035 | 0.035 | 0.035 | 0.035 | 0.035 | 0.035 | 0.035 | 0.035 | 0.035 | 0.035 | 0.035 | 0.035 | 0.035 | 0.035 | 0.035 | 0.035 | 0.035 | 0.035 | 0.035 | 0.035 | 0.035 | 0.035 | 0.035 | 0.035 | 0.035 | 0.035 | 0.035 | 0.03 | 0.03 | 0.03 | 0.03 | 0.03 | 0.03 | 0.03 | 0.03 | 0.03 | 0.03 | 0.03 | 0.03 | 0.03 | 0.03 | 0.03 | 0.03 | 0.03 | 0.03 | 0.03 | 0.03 | 0.03 | 0.03 | 0.03 | 0.03 | 0.03 | 0.03 | 0.03 | 0.03 | 0.03 | 0.03 | 0.03 | 0.03 | 0.03 | 0.03 | 0.03 | 0.03 | 0.03 | 0.03 | 0.03 | 0.03 | 0.03 | 0.03 | 0.03 | 0.03 | 0.03 | 0.025 | 0.025 | 0.025 | 0.025 | 0.025
|  | PRT_cm_p3_arun west | Portfolio 3 (Augmented): Arun and Western Streams | Discount Factor |  |  | Total | [7 empty] | 0.96618 | 0.93351 | 0.90194 | 0.87144 | 0.84197 | 0.8135 | 0.78599 | 0.75941 | 0.73373 | 0.70892 | 0.68495 | 0.66178 | 0.6394 | 0.61778 | 0.59689 | 0.57671 | 0.5572 | 0.53836 | 0.52016 | 0.50257 | 0.48557 | 0.46915 | 0.45329 | 0.43796 | 0.42315 | 0.40884 | 0.39501 | 0.38165 | 0.36875 | 0.35628 | 0.3459 | 0.33583 | 0.32605 | 0.31655 | 0.30733 | 0.29838 | 0.28969 | 0.28125 | 0.27306 | 0.2651 | 0.25738 | 0.24989 | 0.24261 | 0.23554 | 0.22868 | 0.22202 | 0.21555 | 0.20928 | 0.20318 | 0.19726 | 0.19152 | 0.18594 | 0.18052 | 0.17527 | 0.17016 | 0.1652 | 0.16039 | 0.15572 | 0.15119 | 0.14678 | 0.14251 | 0.13836 | 0.13433 | 0.13041 | 0.12662 | 0.12293 | 0.11935 | 0.11587 | 0.1125 | 0.10922 | 0.10604 | 0.10295 | 0.099951 | 0.09704 | 0.094214 | 0.091916 | 0.089674 | 0.087487 | 0.085353 | 0.083271
|  | PRT_cm_p3_arun west | Portfolio 3 (Augmented): Arun and Western Streams | Capex | Costed Risk |  | Fixed
|  | PRT_cm_p3_arun west | Portfolio 3 (Augmented): Arun and Western Streams | Capex | Optimism Bias |  | Fixed
|  | PRT_cm_p3_arun west | Portfolio 3 (Augmented): Arun and Western Streams | Net Present Cost (NPC) |  |  | Total | [7 empty] | 0.040833 | 0.11836 | 0.19025 | 0.25683 | 0.31868 | 0.37157 | 0.41617 | 0.45734 | 0.49525 | 0.53007 | 0.55435 | 0.56902 | 0.58207 | 0.59358 | 0.60365 | 0.61236 | 0.6198 | 0.62602 | 0.63112 | 0.63516 | 0.6382 | 0.64031 | 0.64155 | 0.64197 | 0.64163 | 0.64058 | 0.63886 | 0.63653 | 0.63363 | 0.6302 | 0.62931 | 0.62794 | 0.62611 | 0.62386 | 0.62121 | 0.61819 | 0.61481 | 0.61111 | 0.6071 | 0.6028 | 0.59824 | 0.59344 | 0.5884 | 0.58316 | 0.57772 | 0.57211 | 0.56633 | 0.5604 | 0.55434 | 0.54816 | 0.54186 | 0.53547 | 0.52899 | 0.52243 | 0.51581 | 0.50913 | 0.5024 | 0.49563 | 0.48883 | 0.48201 | 0.47516 | 0.46831 | 0.46145 | 0.4546 | 0.44775 | 0.44092 | 0.4341 | 0.42731 | 0.42055 | 0.41381 | 0.40712 | 0.40046 | 0.39384 | 0.38727 | 0.38075 | 0.3761 | 0.37146 | 0.36682 | 0.36218 | 0.35755
|  | PRT_cm_p3_arun west | Portfolio 3 (Augmented): Arun and Western Streams | Total NPC |  |  | Total | 2019-20: 40.9008
|  | PRT_cm_p3_east hampshire | Portfolio 3 (Augmented): East Hampshire | Capex |  |  | Total | [7 empty] | 1.9264 | 1.9264 | 1.9264 | 1.9264 | 1.9264 | 1.6113 | 1.6113 | 1.6113 | 1.6113 | 1.6113 | 1.5413 | 1.5413 | 1.5413 | 1.5413 | 1.5413 | 1.5413 | 1.5413 | 1.5413 | 1.5413 | 1.5413 | 1.5413 | 1.5413 | 1.5413 | 1.5413 | 1.5413 | 1.5413 | 1.5413 | 1.5413 | 1.5413 | 1.5413 | 1.5413 | 1.5413 | 1.5413 | 1.5413 | 1.5413 | 1.5413 | 1.5413 | 1.5413 | 1.5413 | 1.5413 | 1.5413 | 1.5413 | 1.5413 | 1.5413 | 1.5413 | 1.5413 | 1.5413 | 1.5413 | 1.5413 | 1.5413 | 1.5413 | 1.5413 | 1.5413 | 1.5413 | 1.5413 | 1.5413 | 1.5413 | 1.5413 | 1.5413 | 1.5413 | 1.5413 | 1.5413 | 1.5413 | 1.5413 | 1.5413 | 1.5413 | 1.5413 | 1.5413 | 1.5413 | 1.5413 | 1.5413 | 1.5413 | 1.5413 | 1.5413 | 1.5413 | 1.5413 | 1.5413 | 1.5413 | 1.5413 | 1.5413
|  | PRT_cm_p3_east hampshire | Portfolio 3 (Augmented): East Hampshire | Opex |  |  | Total
|  | PRT_cm_p3_east hampshire | Portfolio 3 (Augmented): East Hampshire | Financing Cost |  |  | Total | [7 empty] | 0.029955 | 0.089866 | 0.14978 | 0.20969 | 0.2696 | 0.32461 | 0.37472 | 0.42484 | 0.47495 | 0.52506 | 0.57409 | 0.62202 | 0.66996 | 0.71789 | 0.76583 | 0.81377 | 0.8617 | 0.90964 | 0.95757 | 1.0055 | 1.0534 | 1.1014 | 1.1493 | 1.1973 | 1.2452 | 1.2931 | 1.3411 | 1.389 | 1.4369 | 1.4849 | 1.5328 | 1.5807 | 1.6287 | 1.6766 | 1.7245 | 1.7725 | 1.8204 | 1.8684 | 1.9163 | 1.9642 | 2.0122 | 2.0601 | 2.108 | 2.156 | 2.2039 | 2.2518 | 2.2998 | 2.3477 | 2.3956 | 2.4436 | 2.4915 | 2.5395 | 2.5874 | 2.6353 | 2.6833 | 2.7312 | 2.7791 | 2.8271 | 2.875 | 2.9229 | 2.9709 | 3.0188 | 3.0668 | 3.1147 | 3.1626 | 3.2106 | 3.2585 | 3.3064 | 3.3544 | 3.4023 | 3.4502 | 3.4982 | 3.5461 | 3.594 | 3.642 | 3.6899 | 3.7379 | 3.7858 | 3.8337 | 3.8817
|  | PRT_cm_p3_east hampshire | Portfolio 3 (Augmented): East Hampshire | Discount Rate |  |  | Total | [7 empty] | 0.035 | 0.035 | 0.035 | 0.035 | 0.035 | 0.035 | 0.035 | 0.035 | 0.035 | 0.035 | 0.035 | 0.035 | 0.035 | 0.035 | 0.035 | 0.035 | 0.035 | 0.035 | 0.035 | 0.035 | 0.035 | 0.035 | 0.035 | 0.035 | 0.035 | 0.035 | 0.035 | 0.035 | 0.035 | 0.035 | 0.03 | 0.03 | 0.03 | 0.03 | 0.03 | 0.03 | 0.03 | 0.03 | 0.03 | 0.03 | 0.03 | 0.03 | 0.03 | 0.03 | 0.03 | 0.03 | 0.03 | 0.03 | 0.03 | 0.03 | 0.03 | 0.03 | 0.03 | 0.03 | 0.03 | 0.03 | 0.03 | 0.03 | 0.03 | 0.03 | 0.03 | 0.03 | 0.03 | 0.03 | 0.03 | 0.03 | 0.03 | 0.03 | 0.03 | 0.03 | 0.03 | 0.03 | 0.03 | 0.03 | 0.03 | 0.025 | 0.025 | 0.025 | 0.025 | 0.025
|  | PRT_cm_p3_east hampshire | Portfolio 3 (Augmented): East Hampshire | Discount Factor |  |  | Total | [7 empty] | 0.96618 | 0.93351 | 0.90194 | 0.87144 | 0.84197 | 0.8135 | 0.78599 | 0.75941 | 0.73373 | 0.70892 | 0.68495 | 0.66178 | 0.6394 | 0.61778 | 0.59689 | 0.57671 | 0.5572 | 0.53836 | 0.52016 | 0.50257 | 0.48557 | 0.46915 | 0.45329 | 0.43796 | 0.42315 | 0.40884 | 0.39501 | 0.38165 | 0.36875 | 0.35628 | 0.3459 | 0.33583 | 0.32605 | 0.31655 | 0.30733 | 0.29838 | 0.28969 | 0.28125 | 0.27306 | 0.2651 | 0.25738 | 0.24989 | 0.24261 | 0.23554 | 0.22868 | 0.22202 | 0.21555 | 0.20928 | 0.20318 | 0.19726 | 0.19152 | 0.18594 | 0.18052 | 0.17527 | 0.17016 | 0.1652 | 0.16039 | 0.15572 | 0.15119 | 0.14678 | 0.14251 | 0.13836 | 0.13433 | 0.13041 | 0.12662 | 0.12293 | 0.11935 | 0.11587 | 0.1125 | 0.10922 | 0.10604 | 0.10295 | 0.099951 | 0.09704 | 0.094214 | 0.091916 | 0.089674 | 0.087487 | 0.085353 | 0.083271
|  | PRT_cm_p3_east hampshire | Portfolio 3 (Augmented): East Hampshire | Capex | Costed Risk |  | Fixed
|  | PRT_cm_p3_east hampshire | Portfolio 3 (Augmented): East Hampshire | Capex | Optimism Bias |  | Fixed
|  | PRT_cm_p3_east hampshire | Portfolio 3 (Augmented): East Hampshire | Net Present Cost (NPC) |  |  | Total | [7 empty] | 0.028942 | 0.083891 | 0.13509 | 0.18273 | 0.227 | 0.26407 | 0.29453 | 0.32263 | 0.34849 | 0.37223 | 0.39322 | 0.41164 | 0.42837 | 0.4435 | 0.45712 | 0.4693 | 0.48014 | 0.48971 | 0.49809 | 0.50533 | 0.51152 | 0.51671 | 0.52097 | 0.52435 | 0.5269 | 0.52868 | 0.52974 | 0.53012 | 0.52987 | 0.52903 | 0.5302 | 0.53085 | 0.53102 | 0.53073 | 0.53 | 0.52887 | 0.52735 | 0.52547 | 0.52326 | 0.52073 | 0.5179 | 0.51479 | 0.51143 | 0.50782 | 0.50399 | 0.49996 | 0.49573 | 0.49132 | 0.48675 | 0.48203 | 0.47717 | 0.47218 | 0.46708 | 0.46188 | 0.45659 | 0.45121 | 0.44575 | 0.44023 | 0.43466 | 0.42904 | 0.42337 | 0.41767 | 0.41195 | 0.4062 | 0.40044 | 0.39467 | 0.38889 | 0.38312 | 0.37735 | 0.3716 | 0.36586 | 0.36014 | 0.35444 | 0.34877 | 0.34312 | 0.33916 | 0.33519 | 0.33121 | 0.32722 | 0.32323
|  | PRT_cm_p3_east hampshire | Portfolio 3 (Augmented): East Hampshire | Total NPC |  |  | Total | 2019-20: 34.3135
|  | PRT_gov-led b hybrid | Company Demand: Gov-led B Hybrid | Capex |  |  | Total
|  | PRT_gov-led b hybrid | Company Demand: Gov-led B Hybrid | Opex |  |  | Total
|  | PRT_gov-led b hybrid | Company Demand: Gov-led B Hybrid | Financing Cost |  |  | Total
|  | PRT_gov-led b hybrid | Company Demand: Gov-led B Hybrid | Discount Rate |  |  | Total | [6 empty] | 0.035 | 0.035 | 0.035 | 0.035 | 0.035 | 0.035 | 0.035 | 0.035 | 0.035 | 0.035 | 0.035 | 0.035 | 0.035 | 0.035 | 0.035 | 0.035 | 0.035 | 0.035 | 0.035 | 0.035 | 0.035 | 0.035 | 0.035 | 0.035 | 0.035 | 0.035 | 0.035 | 0.035 | 0.035 | 0.035 | 0.03 | 0.03 | 0.03 | 0.03 | 0.03 | 0.03 | 0.03 | 0.03 | 0.03 | 0.03 | 0.03 | 0.03 | 0.03 | 0.03 | 0.03 | 0.03 | 0.03 | 0.03 | 0.03 | 0.03 | 0.03 | 0.03 | 0.03 | 0.03 | 0.03 | 0.03 | 0.03 | 0.03 | 0.03 | 0.03 | 0.03 | 0.03 | 0.03 | 0.03 | 0.03 | 0.03 | 0.03 | 0.03 | 0.03 | 0.03 | 0.03 | 0.03 | 0.03 | 0.03 | 0.03 | 0.025 | 0.025 | 0.025 | 0.025 | 0.025
|  | PRT_gov-led b hybrid | Company Demand: Gov-led B Hybrid | Discount Factor |  |  | Total | [6 empty] | 0.96618 | 0.93351 | 0.90194 | 0.87144 | 0.84197 | 0.8135 | 0.78599 | 0.75941 | 0.73373 | 0.70892 | 0.68495 | 0.66178 | 0.6394 | 0.61778 | 0.59689 | 0.57671 | 0.5572 | 0.53836 | 0.52016 | 0.50257 | 0.48557 | 0.46915 | 0.45329 | 0.43796 | 0.42315 | 0.40884 | 0.39501 | 0.38165 | 0.36875 | 0.35628 | 0.3459 | 0.33583 | 0.32605 | 0.31655 | 0.30733 | 0.29838 | 0.28969 | 0.28125 | 0.27306 | 0.2651 | 0.25738 | 0.24989 | 0.24261 | 0.23554 | 0.22868 | 0.22202 | 0.21555 | 0.20928 | 0.20318 | 0.19726 | 0.19152 | 0.18594 | 0.18052 | 0.17527 | 0.17016 | 0.1652 | 0.16039 | 0.15572 | 0.15119 | 0.14678 | 0.14251 | 0.13836 | 0.13433 | 0.13041 | 0.12662 | 0.12293 | 0.11935 | 0.11587 | 0.1125 | 0.10922 | 0.10604 | 0.10295 | 0.099951 | 0.09704 | 0.094214 | 0.091916 | 0.089674 | 0.087487 | 0.085353 | 0.083271
|  | PRT_gov-led b hybrid | Company Demand: Gov-led B Hybrid | Capex | Costed Risk |  | Fixed
|  | PRT_gov-led b hybrid | Company Demand: Gov-led B Hybrid | Capex | Optimism Bias |  | Fixed
|  | PRT_gov-led b hybrid | Company Demand: Gov-led B Hybrid | Net Present Cost (NPC) |  |  | Total
|  | PRT_gov-led b hybrid | Company Demand: Gov-led B Hybrid | Total NPC |  |  | Total | bar: 2019-20 to 2023-24
|  | PRT_p1_arun west | Portfolio 1 (Standard): Arun and Western Streams | Capex |  |  | Total | [7 empty] | 2.6646 | 2.6646 | 2.6446 | 2.6446 | 2.6446 | 2.3346 | 2.3346 | 2.3346 | 2.3346 | 2.3346 | 1.5624 | 1.5624 | 1.5624 | 1.5624 | 1.5624 | 1.5624 | 1.5624 | 1.5624 | 1.5624 | 1.5624 | 1.5624 | 1.5624 | 1.5624 | 1.5624 | 1.5624 | 1.5624 | 1.5624 | 1.5624 | 1.5624 | 1.5624 | 1.5624 | 1.5624 | 1.5624 | 1.5624 | 1.5624 | 1.5624 | 1.5624 | 1.5624 | 1.5624 | 1.5624 | 1.5624 | 1.5624 | 1.5624 | 1.5624 | 1.5624 | 1.5624 | 1.5624 | 1.5624 | 1.5624 | 1.5624 | 1.5624 | 1.5624 | 1.5624 | 1.5624 | 1.5624 | 1.5624 | 1.5624 | 1.5624 | 1.5624 | 1.5624 | 1.5624 | 1.5624 | 1.5624 | 1.5624 | 1.5624 | 1.5624 | 1.5624 | 1.5624 | 1.5624 | 1.5624 | 1.5624 | 1.5624 | 1.5624 | 1.5624 | 1.5624 | 1.5624 | 1.5624 | 1.5624 | 1.5624 | 1.5624
|  | PRT_p1_arun west | Portfolio 1 (Standard): Arun and Western Streams | Opex |  |  | Total
|  | PRT_p1_arun west | Portfolio 1 (Standard): Arun and Western Streams | Financing Cost |  |  | Total | [7 empty] | 0.041434 | 0.1243 | 0.20686 | 0.2891 | 0.37135 | 0.44878 | 0.52138 | 0.59399 | 0.66659 | 0.7392 | 0.7998 | 0.84839 | 0.89698 | 0.94557 | 0.99416 | 1.0428 | 1.0913 | 1.1399 | 1.1885 | 1.2371 | 1.2857 | 1.3343 | 1.3829 | 1.4315 | 1.4801 | 1.5287 | 1.5773 | 1.6259 | 1.6745 | 1.723 | 1.7716 | 1.8202 | 1.8688 | 1.9174 | 1.966 | 2.0146 | 2.0632 | 2.1118 | 2.1604 | 2.209 | 2.2576 | 2.3061 | 2.3547 | 2.4033 | 2.4519 | 2.5005 | 2.5491 | 2.5977 | 2.6463 | 2.6949 | 2.7435 | 2.7921 | 2.8407 | 2.8893 | 2.9378 | 2.9864 | 3.035 | 3.0836 | 3.1322 | 3.1808 | 3.2294 | 3.278 | 3.3266 | 3.3752 | 3.4238 | 3.4724 | 3.521 | 3.5695 | 3.6181 | 3.6667 | 3.7153 | 3.7639 | 3.8125 | 3.8611 | 3.9097 | 3.9583 | 4.0069 | 4.0555 | 4.1041 | 4.1526
|  | PRT_p1_arun west | Portfolio 1 (Standard): Arun and Western Streams | Discount Rate |  |  | Total | [7 empty] | 0.035 | 0.035 | 0.035 | 0.035 | 0.035 | 0.035 | 0.035 | 0.035 | 0.035 | 0.035 | 0.035 | 0.035 | 0.035 | 0.035 | 0.035 | 0.035 | 0.035 | 0.035 | 0.035 | 0.035 | 0.035 | 0.035 | 0.035 | 0.035 | 0.035 | 0.035 | 0.035 | 0.035 | 0.035 | 0.035 | 0.03 | 0.03 | 0.03 | 0.03 | 0.03 | 0.03 | 0.03 | 0.03 | 0.03 | 0.03 | 0.03 | 0.03 | 0.03 | 0.03 | 0.03 | 0.03 | 0.03 | 0.03 | 0.03 | 0.03 | 0.03 | 0.03 | 0.03 | 0.03 | 0.03 | 0.03 | 0.03 | 0.03 | 0.03 | 0.03 | 0.03 | 0.03 | 0.03 | 0.03 | 0.03 | 0.03 | 0.03 | 0.03 | 0.03 | 0.03 | 0.03 | 0.03 | 0.03 | 0.03 | 0.03 | 0.025 | 0.025 | 0.025 | 0.025 | 0.025
|  | PRT_p1_arun west | Portfolio 1 (Standard): Arun and Western Streams | Discount Factor |  |  | Total | [7 empty] | 0.96618 | 0.93351 | 0.90194 | 0.87144 | 0.84197 | 0.8135 | 0.78599 | 0.75941 | 0.73373 | 0.70892 | 0.68495 | 0.66178 | 0.6394 | 0.61778 | 0.59689 | 0.57671 | 0.5572 | 0.53836 | 0.52016 | 0.50257 | 0.48557 | 0.46915 | 0.45329 | 0.43796 | 0.42315 | 0.40884 | 0.39501 | 0.38165 | 0.36875 | 0.35628 | 0.3459 | 0.33583 | 0.32605 | 0.31655 | 0.30733 | 0.29838 | 0.28969 | 0.28125 | 0.27306 | 0.2651 | 0.25738 | 0.24989 | 0.24261 | 0.23554 | 0.22868 | 0.22202 | 0.21555 | 0.20928 | 0.20318 | 0.19726 | 0.19152 | 0.18594 | 0.18052 | 0.17527 | 0.17016 | 0.1652 | 0.16039 | 0.15572 | 0.15119 | 0.14678 | 0.14251 | 0.13836 | 0.13433 | 0.13041 | 0.12662 | 0.12293 | 0.11935 | 0.11587 | 0.1125 | 0.10922 | 0.10604 | 0.10295 | 0.099951 | 0.09704 | 0.094214 | 0.091916 | 0.089674 | 0.087487 | 0.085353 | 0.083271
|  | PRT_p1_arun west | Portfolio 1 (Standard): Arun and Western Streams | Capex | Costed Risk |  | Fixed
|  | PRT_p1_arun west | Portfolio 1 (Standard): Arun and Western Streams | Capex | Optimism Bias |  | Fixed
|  | PRT_p1_arun west | Portfolio 1 (Standard): Arun and Western Streams | Net Present Cost (NPC) |  |  | Total | [7 empty] | 0.040033 | 0.11604 | 0.18657 | 0.25194 | 0.31267 | 0.36508 | 0.4098 | 0.45108 | 0.4891 | 0.52403 | 0.54782 | 0.56145 | 0.57353 | 0.58416 | 0.59341 | 0.60136 | 0.6081 | 0.6137 | 0.61822 | 0.62174 | 0.62431 | 0.62599 | 0.62685 | 0.62693 | 0.62629 | 0.62498 | 0.62304 | 0.62052 | 0.61745 | 0.61388 | 0.61281 | 0.61128 | 0.60932 | 0.60695 | 0.60421 | 0.60111 | 0.59768 | 0.59394 | 0.58991 | 0.58561 | 0.58106 | 0.57628 | 0.57128 | 0.56609 | 0.56071 | 0.55517 | 0.54947 | 0.54364 | 0.53768 | 0.5316 | 0.52542 | 0.51915 | 0.51281 | 0.50639 | 0.49991 | 0.49337 | 0.4868 | 0.48018 | 0.47355 | 0.46689 | 0.46021 | 0.45353 | 0.44685 | 0.44017 | 0.4335 | 0.42685 | 0.42022 | 0.41361 | 0.40703 | 0.40048 | 0.39397 | 0.38749 | 0.38107 | 0.37468 | 0.36835 | 0.36383 | 0.35931 | 0.3548 | 0.35029 | 0.3458
|  | PRT_p1_arun west | Portfolio 1 (Standard): Arun and Western Streams | Total NPC |  |  | Total | 2019-20: 39.8323
|  | PRT_PRT_EF-CRE_ALL_ALL_ami_infra high+ | AMI / Smart metering - Infrastructure - Company - High+ | Capex |  |  | Total | 2025-26: 0.0032933; 2026-27: 0.071118; 2027-28: 0.23147; 2028-29: 0.4665; 2029-30: 0.77277; 2030-31: 1.0865; 2031-32: 1.3509; 2032-33: 1.5753; 2033-34: 1.7231; 2034-35: 1.744
|  | PRT_PRT_EF-CRE_ALL_ALL_ami_infra high+ | AMI / Smart metering - Infrastructure - Company - High+ | Opex |  |  | Total | 2035-36: 1.744; 2036-37: 1.744; 2037-38: 1.744; 2038-39: 1.744; 2039-40: 1.744; 2040-41: 1.744; 2041-42: 1.744; 2042-43: 1.744; 2043-44: 1.744; 2044-45: 1.744; 2045-46: 1.744; 2046-47: 1.744; 2047-48: 1.744; 2048-49: 1.744; 2049-50: 1.744; 2050-51: 1.744; 2051-52: 1.744; 2052-53: 1.744; 2053-54: 1.744; 2054-55: 1.744; 2055-56: 1.744; 2056-57: 1.744; 2057-58: 1.744; 2058-59: 1.744; 2059-60: 1.744; 2060-61: 1.744; 2061-62: 1.744; 2062-63: 1.744; 2063-64: 1.744; 2064-65: 1.744; 2065-66: 1.744; 2066-67: 1.744; 2067-68: 1.744; 2068-69: 1.744; 2069-70: 1.744; 2070-71: 1.744; 2071-72: 1.744; 2072-73: 1.744; 2073-74: 1.744; 2074-75: 1.744
|  | PRT_PRT_EF-CRE_ALL_ALL_ami_infra high+ | AMI / Smart metering - Infrastructure - Company - High+ | Financing Cost |  |  | Total | [6 empty] | 5.1211e-05 | 0.0012083 | 0.0059135 | 0.016767 | 0.036037 | 0.06495 | 0.10285 | 0.14835 | 0.19964 | 0.25356 | 0.28068 | 0.28068 | 0.28068 | 0.28068 | 0.28068 | 0.28068 | 0.28068 | 0.28068 | 0.28068 | 0.28068 | 0.28068 | 0.28068 | 0.28068 | 0.28068 | 0.28068 | 0.28068 | 0.28068 | 0.28068 | 0.28068 | 0.28068 | 0.28068 | 0.28068 | 0.28068 | 0.28068 | 0.28068 | 0.28068 | 0.28068 | 0.28068 | 0.28068 | 0.28068 | 0.28068 | 0.28068 | 0.28068 | 0.28068 | 0.28068 | 0.28068 | 0.28068 | 0.28068 | 0.28068 | 0.28068 | 0.28068 | 0.28068 | 0.28068 | 0.28068 | 0.28068 | 0.28068 | 0.28068 | 0.28068 | 0.28068 | 0.28068 | 0.28068 | 0.28068 | 0.28068 | 0.28068 | 0.28068 | 0.28068 | 0.28068 | 0.28068 | 0.28068 | 0.28068 | 0.28068 | 0.28068 | 0.28068 | 0.28068 | 0.28068 | 0.28068 | 0.28068 | 0.28068 | 0.28068 | 0.28068
|  | PRT_PRT_EF-CRE_ALL_ALL_ami_infra high+ | AMI / Smart metering - Infrastructure - Company - High+ | Discount Rate |  |  | Total | [6 empty] | 0.035 | 0.035 | 0.035 | 0.035 | 0.035 | 0.035 | 0.035 | 0.035 | 0.035 | 0.035 | 0.035 | 0.035 | 0.035 | 0.035 | 0.035 | 0.035 | 0.035 | 0.035 | 0.035 | 0.035 | 0.035 | 0.035 | 0.035 | 0.035 | 0.035 | 0.035 | 0.035 | 0.035 | 0.035 | 0.035 | 0.03 | 0.03 | 0.03 | 0.03 | 0.03 | 0.03 | 0.03 | 0.03 | 0.03 | 0.03 | 0.03 | 0.03 | 0.03 | 0.03 | 0.03 | 0.03 | 0.03 | 0.03 | 0.03 | 0.03 | 0.03 | 0.03 | 0.03 | 0.03 | 0.03 | 0.03 | 0.03 | 0.03 | 0.03 | 0.03 | 0.03 | 0.03 | 0.03 | 0.03 | 0.03 | 0.03 | 0.03 | 0.03 | 0.03 | 0.03 | 0.03 | 0.03 | 0.03 | 0.03 | 0.03 | 0.025 | 0.025 | 0.025 | 0.025 | 0.025
|  | PRT_PRT_EF-CRE_ALL_ALL_ami_infra high+ | AMI / Smart metering - Infrastructure - Company - High+ | Discount Factor |  |  | Total | [6 empty] | 0.96618 | 0.93351 | 0.90194 | 0.87144 | 0.84197 | 0.8135 | 0.78599 | 0.75941 | 0.73373 | 0.70892 | 0.68495 | 0.66178 | 0.6394 | 0.61778 | 0.59689 | 0.57671 | 0.5572 | 0.53836 | 0.52016 | 0.50257 | 0.48557 | 0.46915 | 0.45329 | 0.43796 | 0.42315 | 0.40884 | 0.39501 | 0.38165 | 0.36875 | 0.35628 | 0.3459 | 0.33583 | 0.32605 | 0.31655 | 0.30733 | 0.29838 | 0.28969 | 0.28125 | 0.27306 | 0.2651 | 0.25738 | 0.24989 | 0.24261 | 0.23554 | 0.22868 | 0.22202 | 0.21555 | 0.20928 | 0.20318 | 0.19726 | 0.19152 | 0.18594 | 0.18052 | 0.17527 | 0.17016 | 0.1652 | 0.16039 | 0.15572 | 0.15119 | 0.14678 | 0.14251 | 0.13836 | 0.13433 | 0.13041 | 0.12662 | 0.12293 | 0.11935 | 0.11587 | 0.1125 | 0.10922 | 0.10604 | 0.10295 | 0.099951 | 0.09704 | 0.094214 | 0.091916 | 0.089674 | 0.087487 | 0.085353 | 0.083271
|  | PRT_PRT_EF-CRE_ALL_ALL_ami_infra high+ | AMI / Smart metering - Infrastructure - Company - High+ | Capex | Costed Risk |  | Fixed
|  | PRT_PRT_EF-CRE_ALL_ALL_ami_infra high+ | AMI / Smart metering - Infrastructure - Company - High+ | Capex | Optimism Bias |  | Fixed
|  | PRT_PRT_EF-CRE_ALL_ALL_ami_infra high+ | AMI / Smart metering - Infrastructure - Company - High+ | Net Present Cost (NPC) |  |  | Total | [6 empty] | 4.9479e-05 | 0.001128 | 0.0053337 | 0.014611 | 0.030343 | 0.052837 | 0.08084 | 0.11266 | 0.14648 | 0.17975 | 1.3868 | 1.3399 | 1.2946 | 1.2508 | 1.2085 | 1.1677 | 1.1282 | 1.09 | 1.0532 | 1.0176 | 0.98315 | 0.9499 | 0.91778 | 0.88674 | 0.85676 | 0.82778 | 0.79979 | 0.77274 | 0.74661 | 0.72137 | 0.70035 | 0.67996 | 0.66015 | 0.64092 | 0.62226 | 0.60413 | 0.58654 | 0.56945 | 0.55287 | 0.53676 | 0.52113 | 0.50595 | 0.49121 | 0.47691 | 0.46302 | 0.44953 | 0.43644 | 0.42373 | 0.41138 | 0.3994 | 0.053754 | 0.052189 | 0.050669 | 0.049193 | 0.04776 | 0.046369 | 0.045019 | 0.043707 | 0.042434 | 0.041198 | 0.039998 | 0.038833 | 0.037702 | 0.036604 | 0.035538 | 0.034503 | 0.033498 | 0.032522 | 0.031575 | 0.030655 | 0.029763 | 0.028896 | 0.028054 | 0.027237 | 0.026444 | 0.025799 | 0.025169 | 0.024556 | 0.023957 | 0.023372
|  | PRT_PRT_EF-CRE_ALL_ALL_ami_infra high+ | AMI / Smart metering - Infrastructure - Company - High+ | Total NPC |  |  | Total | 2019-20: 32.8431
|  | PRT_PRT_EF-CRE_ALL_ALL_ami_smrt_m_hh high+ | AMI / Smart metering - Household - Company - High+ | Capex |  |  | Total | 2025-26: 0.70514; 2026-27: 4.4715; 2027-28: 7.7457; 2028-29: 10.6636; 2029-30: 12.5953; 2030-31: 11.5455; 2031-32: 9.7614; 2032-33: 7.8092; 2033-34: 3.2892; 2037-38: 0.24604; 2038-39: 1.6377; 2039-40: 2.8371; 2040-41: 3.9058; 2041-42: 4.6132; 2042-43: 4.2287; 2043-44: 3.5753; 2044-45: 2.8602; 2045-46: 1.2048; 2049-50: 0.24604; 2050-51: 1.6377; 2051-52: 2.8371; 2052-53: 3.9058; 2053-54: 4.6132; 2054-55: 4.2287; 2055-56: 3.5753; 2056-57: 2.8602; 2057-58: 1.2048; 2061-62: 0.24604; 2062-63: 1.6377; 2063-64: 2.8371; 2064-65: 3.9058; 2065-66: 4.6132; 2066-67: 4.2287; 2067-68: 3.5753; 2068-69: 2.8602; 2069-70: 1.2048; 2073-74: 0.24604; 2074-75: 1.6377
|  | PRT_PRT_EF-CRE_ALL_ALL_ami_smrt_m_hh high+ | AMI / Smart metering - Household - Company - High+ | Opex |  |  | Total
|  | PRT_PRT_EF-CRE_ALL_ALL_ami_smrt_m_hh high+ | AMI / Smart metering - Household - Company - High+ | Financing Cost |  |  | Total | [6 empty] | 0.010965 | 0.091461 | 0.28144 | 0.5677 | 0.92938 | 1.3048 | 1.6361 | 1.9093 | 2.0819 | 2.133 | 2.133 | 2.133 | 2.1369 | 2.1662 | 2.2357 | 2.3406 | 2.4731 | 2.6106 | 2.7319 | 2.832 | 2.8952 | 2.9139 | 2.9139 | 2.9139 | 2.9178 | 2.947 | 3.0166 | 3.1215 | 3.2539 | 3.3914 | 3.5128 | 3.6129 | 3.6761 | 3.6948 | 3.6948 | 3.6948 | 3.6986 | 3.7279 | 3.7975 | 3.9024 | 4.0348 | 4.1723 | 4.2937 | 4.3937 | 4.457 | 4.4757 | 4.4757 | 4.4757 | 4.4795 | 4.5088 | 4.5343 | 4.5343 | 4.5343 | 4.5343 | 4.5343 | 4.5343 | 4.5343 | 4.5343 | 4.5343 | 4.5343 | 4.5343 | 4.5343 | 4.5343 | 4.5343 | 4.5343 | 4.5343 | 4.5343 | 4.5343 | 4.5343 | 4.5343 | 4.5343 | 4.5343 | 4.5343 | 4.5343 | 4.5343 | 4.5343 | 4.5343 | 4.5343 | 4.5343 | 4.5343
|  | PRT_PRT_EF-CRE_ALL_ALL_ami_smrt_m_hh high+ | AMI / Smart metering - Household - Company - High+ | Discount Rate |  |  | Total | [6 empty] | 0.035 | 0.035 | 0.035 | 0.035 | 0.035 | 0.035 | 0.035 | 0.035 | 0.035 | 0.035 | 0.035 | 0.035 | 0.035 | 0.035 | 0.035 | 0.035 | 0.035 | 0.035 | 0.035 | 0.035 | 0.035 | 0.035 | 0.035 | 0.035 | 0.035 | 0.035 | 0.035 | 0.035 | 0.035 | 0.035 | 0.03 | 0.03 | 0.03 | 0.03 | 0.03 | 0.03 | 0.03 | 0.03 | 0.03 | 0.03 | 0.03 | 0.03 | 0.03 | 0.03 | 0.03 | 0.03 | 0.03 | 0.03 | 0.03 | 0.03 | 0.03 | 0.03 | 0.03 | 0.03 | 0.03 | 0.03 | 0.03 | 0.03 | 0.03 | 0.03 | 0.03 | 0.03 | 0.03 | 0.03 | 0.03 | 0.03 | 0.03 | 0.03 | 0.03 | 0.03 | 0.03 | 0.03 | 0.03 | 0.03 | 0.03 | 0.025 | 0.025 | 0.025 | 0.025 | 0.025
|  | PRT_PRT_EF-CRE_ALL_ALL_ami_smrt_m_hh high+ | AMI / Smart metering - Household - Company - High+ | Discount Factor |  |  | Total | [6 empty] | 0.96618 | 0.93351 | 0.90194 | 0.87144 | 0.84197 | 0.8135 | 0.78599 | 0.75941 | 0.73373 | 0.70892 | 0.68495 | 0.66178 | 0.6394 | 0.61778 | 0.59689 | 0.57671 | 0.5572 | 0.53836 | 0.52016 | 0.50257 | 0.48557 | 0.46915 | 0.45329 | 0.43796 | 0.42315 | 0.40884 | 0.39501 | 0.38165 | 0.36875 | 0.35628 | 0.3459 | 0.33583 | 0.32605 | 0.31655 | 0.30733 | 0.29838 | 0.28969 | 0.28125 | 0.27306 | 0.2651 | 0.25738 | 0.24989 | 0.24261 | 0.23554 | 0.22868 | 0.22202 | 0.21555 | 0.20928 | 0.20318 | 0.19726 | 0.19152 | 0.18594 | 0.18052 | 0.17527 | 0.17016 | 0.1652 | 0.16039 | 0.15572 | 0.15119 | 0.14678 | 0.14251 | 0.13836 | 0.13433 | 0.13041 | 0.12662 | 0.12293 | 0.11935 | 0.11587 | 0.1125 | 0.10922 | 0.10604 | 0.10295 | 0.099951 | 0.09704 | 0.094214 | 0.091916 | 0.089674 | 0.087487 | 0.085353 | 0.083271
|  | PRT_PRT_EF-CRE_ALL_ALL_ami_smrt_m_hh high+ | AMI / Smart metering - Household - Company - High+ | Capex | Costed Risk |  | Fixed
|  | PRT_PRT_EF-CRE_ALL_ALL_ami_smrt_m_hh high+ | AMI / Smart metering - Household - Company - High+ | Capex | Optimism Bias |  | Fixed
|  | PRT_PRT_EF-CRE_ALL_ALL_ami_smrt_m_hh high+ | AMI / Smart metering - Household - Company - High+ | Net Present Cost (NPC) |  |  | Total | [6 empty] | 0.010594 | 0.08538 | 0.25384 | 0.49472 | 0.78251 | 1.0614 | 1.286 | 1.45 | 1.5276 | 1.5122 | 1.461 | 1.4116 | 1.3663 | 1.3382 | 1.3345 | 1.3498 | 1.378 | 1.4054 | 1.421 | 1.4233 | 1.4058 | 1.3671 | 1.3208 | 1.2762 | 1.2346 | 1.2049 | 1.1916 | 1.1913 | 1.1999 | 1.2083 | 1.2151 | 1.2133 | 1.1986 | 1.1696 | 1.1355 | 1.1024 | 1.0714 | 1.0485 | 1.0369 | 1.0345 | 1.0385 | 1.0426 | 1.0417 | 1.0349 | 1.0192 | 0.9937 | 0.96475 | 0.93666 | 0.91015 | 0.88942 | 0.86839 | 0.8431 | 0.81854 | 0.7947 | 0.77156 | 0.74908 | 0.72726 | 0.70608 | 0.68552 | 0.66555 | 0.64617 | 0.62734 | 0.60907 | 0.59133 | 0.57411 | 0.55739 | 0.54115 | 0.52539 | 0.51009 | 0.49523 | 0.48081 | 0.4668 | 0.45321 | 0.44001 | 0.42719 | 0.41677 | 0.40661 | 0.39669 | 0.38701 | 0.37757
|  | PRT_PRT_EF-CRE_ALL_ALL_ami_smrt_m_hh high+ | AMI / Smart metering - Household - Company - High+ | Total NPC |  |  | Total | 2019-20: 73.611
|  | PRT_PRT_EF-CRE_ALL_ALL_ami_smrt_m_nhh high+ | AMI / Smart metering - Non-Household - Company - High+ | Capex |  |  | Total | 2025-26: 0.22767; 2026-27: 0.47565; 2027-28: 0.67513; 2028-29: 0.86528; 2029-30: 0.99197; 2030-31: 0.92335; 2031-32: 0.80631; 2032-33: 0.6785; 2033-34: 0.25998; 2034-35: 0.044504; 2037-38: 0.15553; 2038-39: 0.32721; 2039-40: 0.47518; 2040-41: 0.60689; 2041-42: 0.69461; 2042-43: 0.6471; 2043-44: 0.56577; 2044-45: 0.47734; 2045-46: 0.14932; 2049-50: 0.15553; 2050-51: 0.32721; 2051-52: 0.47518; 2052-53: 0.60689; 2053-54: 0.69461; 2054-55: 0.6471; 2055-56: 0.56577; 2056-57: 0.47734; 2057-58: 0.14932; 2061-62: 0.15553; 2062-63: 0.32721; 2063-64: 0.47518; 2064-65: 0.60689; 2065-66: 0.69461; 2066-67: 0.6471; 2067-68: 0.56577; 2068-69: 0.47734; 2069-70: 0.14932; 2073-74: 0.15553; 2074-75: 0.32721
|  | PRT_PRT_EF-CRE_ALL_ALL_ami_smrt_m_nhh high+ | AMI / Smart metering - Non-Household - Company - High+ | Opex |  |  | Total
|  | PRT_PRT_EF-CRE_ALL_ALL_ami_smrt_m_nhh high+ | AMI / Smart metering - Non-Household - Company - High+ | Financing Cost |  |  | Total | [6 empty] | 0.0035403 | 0.014477 | 0.032372 | 0.056325 | 0.085205 | 0.11499 | 0.14188 | 0.16497 | 0.17957 | 0.1843 | 0.18499 | 0.18499 | 0.18741 | 0.19492 | 0.2074 | 0.22422 | 0.24446 | 0.26532 | 0.28418 | 0.3004 | 0.31015 | 0.31247 | 0.31247 | 0.31247 | 0.31489 | 0.3224 | 0.33487 | 0.3517 | 0.37194 | 0.3928 | 0.41166 | 0.42788 | 0.43763 | 0.43995 | 0.43995 | 0.43995 | 0.44237 | 0.44987 | 0.46235 | 0.47918 | 0.49942 | 0.52028 | 0.53914 | 0.55536 | 0.5651 | 0.56743 | 0.56743 | 0.56743 | 0.56985 | 0.57735 | 0.58244 | 0.58244 | 0.58244 | 0.58244 | 0.58244 | 0.58244 | 0.58244 | 0.58244 | 0.58244 | 0.58244 | 0.58244 | 0.58244 | 0.58244 | 0.58244 | 0.58244 | 0.58244 | 0.58244 | 0.58244 | 0.58244 | 0.58244 | 0.58244 | 0.58244 | 0.58244 | 0.58244 | 0.58244 | 0.58244 | 0.58244 | 0.58244 | 0.58244 | 0.58244
|  | PRT_PRT_EF-CRE_ALL_ALL_ami_smrt_m_nhh high+ | AMI / Smart metering - Non-Household - Company - High+ | Discount Rate |  |  | Total | [6 empty] | 0.035 | 0.035 | 0.035 | 0.035 | 0.035 | 0.035 | 0.035 | 0.035 | 0.035 | 0.035 | 0.035 | 0.035 | 0.035 | 0.035 | 0.035 | 0.035 | 0.035 | 0.035 | 0.035 | 0.035 | 0.035 | 0.035 | 0.035 | 0.035 | 0.035 | 0.035 | 0.035 | 0.035 | 0.035 | 0.035 | 0.03 | 0.03 | 0.03 | 0.03 | 0.03 | 0.03 | 0.03 | 0.03 | 0.03 | 0.03 | 0.03 | 0.03 | 0.03 | 0.03 | 0.03 | 0.03 | 0.03 | 0.03 | 0.03 | 0.03 | 0.03 | 0.03 | 0.03 | 0.03 | 0.03 | 0.03 | 0.03 | 0.03 | 0.03 | 0.03 | 0.03 | 0.03 | 0.03 | 0.03 | 0.03 | 0.03 | 0.03 | 0.03 | 0.03 | 0.03 | 0.03 | 0.03 | 0.03 | 0.03 | 0.03 | 0.025 | 0.025 | 0.025 | 0.025 | 0.025
|  | PRT_PRT_EF-CRE_ALL_ALL_ami_smrt_m_nhh high+ | AMI / Smart metering - Non-Household - Company - High+ | Discount Factor |  |  | Total | [6 empty] | 0.96618 | 0.93351 | 0.90194 | 0.87144 | 0.84197 | 0.8135 | 0.78599 | 0.75941 | 0.73373 | 0.70892 | 0.68495 | 0.66178 | 0.6394 | 0.61778 | 0.59689 | 0.57671 | 0.5572 | 0.53836 | 0.52016 | 0.50257 | 0.48557 | 0.46915 | 0.45329 | 0.43796 | 0.42315 | 0.40884 | 0.39501 | 0.38165 | 0.36875 | 0.35628 | 0.3459 | 0.33583 | 0.32605 | 0.31655 | 0.30733 | 0.29838 | 0.28969 | 0.28125 | 0.27306 | 0.2651 | 0.25738 | 0.24989 | 0.24261 | 0.23554 | 0.22868 | 0.22202 | 0.21555 | 0.20928 | 0.20318 | 0.19726 | 0.19152 | 0.18594 | 0.18052 | 0.17527 | 0.17016 | 0.1652 | 0.16039 | 0.15572 | 0.15119 | 0.14678 | 0.14251 | 0.13836 | 0.13433 | 0.13041 | 0.12662 | 0.12293 | 0.11935 | 0.11587 | 0.1125 | 0.10922 | 0.10604 | 0.10295 | 0.099951 | 0.09704 | 0.094214 | 0.091916 | 0.089674 | 0.087487 | 0.085353 | 0.083271
|  | PRT_PRT_EF-CRE_ALL_ALL_ami_smrt_m_nhh high+ | AMI / Smart metering - Non-Household - Company - High+ | Capex | Costed Risk |  | Fixed
|  | PRT_PRT_EF-CRE_ALL_ALL_ami_smrt_m_nhh high+ | AMI / Smart metering - Non-Household - Company - High+ | Capex | Optimism Bias |  | Fixed
|  | PRT_PRT_EF-CRE_ALL_ALL_ami_smrt_m_nhh high+ | AMI / Smart metering - Non-Household - Company - High+ | Net Present Cost (NPC) |  |  | Total | [6 empty] | 0.0034206 | 0.013514 | 0.029197 | 0.049084 | 0.07174 | 0.093543 | 0.11152 | 0.12528 | 0.13175 | 0.13065 | 0.12671 | 0.12243 | 0.11983 | 0.12042 | 0.12379 | 0.12931 | 0.13621 | 0.14284 | 0.14782 | 0.15097 | 0.1506 | 0.1466 | 0.14164 | 0.13685 | 0.13324 | 0.13181 | 0.13228 | 0.13423 | 0.13715 | 0.13995 | 0.14239 | 0.14369 | 0.14269 | 0.13927 | 0.13521 | 0.13127 | 0.12815 | 0.12653 | 0.12625 | 0.12703 | 0.12854 | 0.13001 | 0.1308 | 0.13081 | 0.12923 | 0.12598 | 0.12231 | 0.11875 | 0.11578 | 0.11389 | 0.11155 | 0.1083 | 0.10514 | 0.10208 | 0.099108 | 0.096222 | 0.093419 | 0.090698 | 0.088056 | 0.085492 | 0.083002 | 0.080584 | 0.078237 | 0.075958 | 0.073746 | 0.071598 | 0.069513 | 0.067488 | 0.065522 | 0.063614 | 0.061761 | 0.059962 | 0.058216 | 0.05652 | 0.054874 | 0.053535 | 0.05223 | 0.050956 | 0.049713 | 0.048501
|  | PRT_PRT_EF-CRE_ALL_ALL_ami_smrt_m_nhh high+ | AMI / Smart metering - Non-Household - Company - High+ | Total NPC |  |  | Total | 2019-20: 8.3086
|  | PRT_PRT_EF-CRE_ALL_ALL_comp metering high+ | Compulsory metering – Household - Company - High+ | Capex |  |  | Total | 2025-26: 13.0098; 2026-27: 4.8252; 2027-28: 4.076; 2028-29: 4.2161; 2029-30: 4.8979; 2030-31: 5.1235; 2031-32: 4.4936; 2032-33: 3.8043; 2033-34: 1.5367; 2034-35: 0.33195; 2035-36: 0.74767; 2036-37: 0.74767; 2037-38: 0.75059; 2038-39: 0.099491; 2039-40: 0.11369; 2040-41: 0.7939; 2041-42: 0.80228; 2042-43: 0.79772; 2043-44: 0.12242; 2044-45: 0.11396; 2045-46: 0.76194; 2046-47: 0.74767; 2047-48: 0.74767; 2048-49: 0.080108; 2049-50: 0.08302; 2050-51: 0.74926; 2051-52: 0.76345; 2052-53: 0.7761; 2053-54: 0.11691; 2054-55: 0.11236; 2055-56: 0.77219; 2056-57: 0.76373; 2057-58: 0.74413; 2058-59: 0.062306; 2059-60: 0.062306; 2060-61: 0.72987; 2061-62: 0.73279; 2062-63: 0.74926; 2063-64: 0.095885; 2064-65: 0.10853; 2065-66: 0.78447; 2066-67: 0.77992; 2067-68: 0.77219; 2068-69: 0.09616; 2069-70: 0.076567; 2070-71: 0.72987; 2071-72: 0.72987; 2072-73: 0.72987; 2073-74: 0.065219; 2074-75: 0.08169
|  | PRT_PRT_EF-CRE_ALL_ALL_comp metering high+ | Compulsory metering – Household - Company - High+ | Opex |  |  | Total | 2025-26: 1.9043; 2026-27: 2.2434; 2027-28: 2.2093; 2028-29: 2.2093; 2029-30: 2.2093; 2030-31: 2.1557; 2031-32: 2.1557; 2032-33: 2.1557; 2033-34: 2.1557; 2034-35: 2.1557; 2035-36: 2.4646; 2036-37: 2.4646; 2037-38: 2.4646; 2038-39: 2.4646; 2039-40: 2.4646; 2040-41: 2.4112; 2041-42: 2.4112; 2042-43: 2.4112; 2043-44: 2.4112; 2044-45: 2.4112; 2045-46: 2.4112; 2046-47: 2.4112; 2047-48: 2.4112; 2048-49: 2.4112; 2049-50: 2.4112; 2050-51: 2.4112; 2051-52: 2.4112; 2052-53: 2.4112; 2053-54: 2.4112; 2054-55: 2.4112; 2055-56: 2.4112; 2056-57: 2.4112; 2057-58: 2.4112; 2058-59: 2.4112; 2059-60: 2.4112; 2060-61: 2.4112; 2061-62: 2.4112; 2062-63: 2.4112; 2063-64: 2.4112; 2064-65: 2.4112; 2065-66: 2.4112; 2066-67: 2.4112; 2067-68: 2.4112; 2068-69: 2.4112; 2069-70: 2.4112; 2070-71: 2.4112; 2071-72: 2.4112; 2072-73: 2.4112; 2073-74: 2.4112; 2074-75: 2.4112
|  | PRT_PRT_EF-CRE_ALL_ALL_comp metering high+ | Compulsory metering – Household - Company - High+ | Financing Cost |  |  | Total | [6 empty] | 0.2023 | 0.47964 | 0.61805 | 0.74699 | 0.88872 | 1.0446 | 1.1941 | 1.3231 | 1.4062 | 1.4352 | 1.452 | 1.4753 | 1.4986 | 1.5118 | 1.5151 | 1.5292 | 1.554 | 1.5789 | 1.5932 | 1.5969 | 1.6105 | 1.634 | 1.6573 | 1.6701 | 1.6727 | 1.6856 | 1.7091 | 1.7331 | 1.747 | 1.7505 | 1.7643 | 1.7882 | 1.8116 | 1.8241 | 1.8261 | 1.8384 | 1.8611 | 1.8842 | 1.8973 | 1.9005 | 1.9144 | 1.9387 | 1.9629 | 1.9764 | 1.979 | 1.9916 | 2.0143 | 2.037 | 2.0494 | 2.0516 | 2.0529 | 2.0529 | 2.0529 | 2.0529 | 2.0529 | 2.0529 | 2.0529 | 2.0529 | 2.0529 | 2.0529 | 2.0529 | 2.0529 | 2.0529 | 2.0529 | 2.0529 | 2.0529 | 2.0529 | 2.0529 | 2.0529 | 2.0529 | 2.0529 | 2.0529 | 2.0529 | 2.0529 | 2.0529 | 2.0529 | 2.0529 | 2.0529 | 2.0529 | 2.0529
|  | PRT_PRT_EF-CRE_ALL_ALL_comp metering high+ | Compulsory metering – Household - Company - High+ | Discount Rate |  |  | Total | [6 empty] | 0.035 | 0.035 | 0.035 | 0.035 | 0.035 | 0.035 | 0.035 | 0.035 | 0.035 | 0.035 | 0.035 | 0.035 | 0.035 | 0.035 | 0.035 | 0.035 | 0.035 | 0.035 | 0.035 | 0.035 | 0.035 | 0.035 | 0.035 | 0.035 | 0.035 | 0.035 | 0.035 | 0.035 | 0.035 | 0.035 | 0.03 | 0.03 | 0.03 | 0.03 | 0.03 | 0.03 | 0.03 | 0.03 | 0.03 | 0.03 | 0.03 | 0.03 | 0.03 | 0.03 | 0.03 | 0.03 | 0.03 | 0.03 | 0.03 | 0.03 | 0.03 | 0.03 | 0.03 | 0.03 | 0.03 | 0.03 | 0.03 | 0.03 | 0.03 | 0.03 | 0.03 | 0.03 | 0.03 | 0.03 | 0.03 | 0.03 | 0.03 | 0.03 | 0.03 | 0.03 | 0.03 | 0.03 | 0.03 | 0.03 | 0.03 | 0.025 | 0.025 | 0.025 | 0.025 | 0.025
|  | PRT_PRT_EF-CRE_ALL_ALL_comp metering high+ | Compulsory metering – Household - Company - High+ | Discount Factor |  |  | Total | [6 empty] | 0.96618 | 0.93351 | 0.90194 | 0.87144 | 0.84197 | 0.8135 | 0.78599 | 0.75941 | 0.73373 | 0.70892 | 0.68495 | 0.66178 | 0.6394 | 0.61778 | 0.59689 | 0.57671 | 0.5572 | 0.53836 | 0.52016 | 0.50257 | 0.48557 | 0.46915 | 0.45329 | 0.43796 | 0.42315 | 0.40884 | 0.39501 | 0.38165 | 0.36875 | 0.35628 | 0.3459 | 0.33583 | 0.32605 | 0.31655 | 0.30733 | 0.29838 | 0.28969 | 0.28125 | 0.27306 | 0.2651 | 0.25738 | 0.24989 | 0.24261 | 0.23554 | 0.22868 | 0.22202 | 0.21555 | 0.20928 | 0.20318 | 0.19726 | 0.19152 | 0.18594 | 0.18052 | 0.17527 | 0.17016 | 0.1652 | 0.16039 | 0.15572 | 0.15119 | 0.14678 | 0.14251 | 0.13836 | 0.13433 | 0.13041 | 0.12662 | 0.12293 | 0.11935 | 0.11587 | 0.1125 | 0.10922 | 0.10604 | 0.10295 | 0.099951 | 0.09704 | 0.094214 | 0.091916 | 0.089674 | 0.087487 | 0.085353 | 0.083271
|  | PRT_PRT_EF-CRE_ALL_ALL_comp metering high+ | Compulsory metering – Household - Company - High+ | Capex | Costed Risk |  | Fixed
|  | PRT_PRT_EF-CRE_ALL_ALL_comp metering high+ | Compulsory metering – Household - Company - High+ | Capex | Optimism Bias |  | Fixed
|  | PRT_PRT_EF-CRE_ALL_ALL_comp metering high+ | Compulsory metering – Household - Company - High+ | Net Present Cost (NPC) |  |  | Total | [6 empty] | 2.0354 | 2.542 | 2.5501 | 2.5762 | 2.6084 | 2.6034 | 2.6329 | 2.6418 | 2.6134 | 2.5457 | 2.6827 | 2.6074 | 2.5341 | 2.4566 | 2.3755 | 2.2725 | 2.2095 | 2.1481 | 2.0829 | 2.0144 | 1.9529 | 1.8978 | 1.8442 | 1.7875 | 1.7281 | 1.6749 | 1.6276 | 1.5817 | 1.5333 | 1.4827 | 1.4443 | 1.4103 | 1.3768 | 1.3407 | 1.3022 | 1.268 | 1.2377 | 1.2081 | 1.1765 | 1.1431 | 1.1133 | 1.087 | 1.0612 | 1.0335 | 1.004 | 0.97752 | 0.95394 | 0.93091 | 0.9063 | 0.88036 | 0.39317 | 0.38172 | 0.3706 | 0.3598 | 0.34932 | 0.33915 | 0.32927 | 0.31968 | 0.31037 | 0.30133 | 0.29255 | 0.28403 | 0.27576 | 0.26773 | 0.25993 | 0.25236 | 0.24501 | 0.23787 | 0.23094 | 0.22422 | 0.21769 | 0.21135 | 0.20519 | 0.19921 | 0.19341 | 0.18869 | 0.18409 | 0.1796 | 0.17522 | 0.17095
|  | PRT_PRT_EF-CRE_ALL_ALL_comp metering high+ | Compulsory metering – Household - Company - High+ | Total NPC |  |  | Total | 2019-20: 96.6495
|  | PRT_PRT_EF-CRE_ALL_ALL_enhanced_meter_med | Enhanced metering – Household - Medium | Capex |  |  | Total | [6 empty] | 4.5265 | 4.1839 | 3.8682 | 3.5767 | 3.3078 | 3.0598 | 2.8312 | 2.6198 | 2.4251 | 2.2453 | 2.6198 | 2.4259 | 2.2467 | 2.0815 | 1.9288 | 1.7884 | 1.6585 | 1.5387 | 1.4282 | 1.326 | 1.7764 | 1.6484 | 1.5303 | 1.4212 | 1.3208 | 1.1309 | 1.0455 | 0.96665 | 0.89349 | 0.82605 | 1.306 | 1.2077 | 1.1159 | 1.0324 | 0.95417 | 0.87519 | 0.80989 | 0.74912 | 0.69212 | 0.64065 | 1.1364 | 1.0508 | 0.97196 | 0.8983 | 0.83199 | 0.76177 | 0.70468 | 0.65228 | 0.60221 | 0.55791 | 1.0597 | 0.98262 | 0.90845 | 0.83935 | 0.77689 | 0.71116 | 0.65404 | 0.60488 | 0.56118 | 0.51988 | 1.022 | 0.94918 | 0.88204 | 0.82198 | 0.7569 | 0.6876 | 0.63173 | 0.57966 | 0.53293 | 0.48774 | 0.97164 | 0.88861 | 0.8149 | 0.74264 | 0.67961
|  | PRT_PRT_EF-CRE_ALL_ALL_enhanced_meter_med | Enhanced metering – Household - Medium | Opex |  |  | Total | [6 empty] | 0.026173 | 0.026173 | 0.026173 | 0.026173 | 0.026173 | 0.026173 | 0.026173 | 0.026173 | 0.026173 | 0.026173 | 0.026173 | 0.026173 | 0.026173 | 0.026173 | 0.026173 | 0.026173 | 0.026173 | 0.026173 | 0.026173 | 0.026173 | 0.026173 | 0.026173 | 0.026173 | 0.026173 | 0.026173 | 0.026173 | 0.026173 | 0.026173 | 0.026173 | 0.026173 | 0.026173 | 0.026173 | 0.026173 | 0.026173 | 0.026173 | 0.026173 | 0.026173 | 0.026173 | 0.026173 | 0.026173 | 0.026173 | 0.026173 | 0.026173 | 0.026173 | 0.026173 | 0.026173 | 0.026173 | 0.026173 | 0.026173 | 0.026173 | 0.026173 | 0.026173 | 0.026173 | 0.026173 | 0.026173 | 0.026173 | 0.026173 | 0.026173 | 0.026173 | 0.026173 | 0.026173 | 0.026173 | 0.026173 | 0.026173 | 0.026173 | 0.026173 | 0.026173 | 0.026173 | 0.026173 | 0.026173 | 0.026173 | 0.026173 | 0.026173 | 0.026173 | 0.026173
|  | PRT_PRT_EF-CRE_ALL_ALL_enhanced_meter_med | Enhanced metering – Household - Medium | Financing Cost |  |  | Total | [6 empty] | 0.070387 | 0.20584 | 0.33105 | 0.44682 | 0.55387 | 0.65288 | 0.74449 | 0.82925 | 0.9077 | 0.98032 | 1.056 | 1.1344 | 1.2071 | 1.2744 | 1.3368 | 1.3946 | 1.4482 | 1.4979 | 1.544 | 1.5868 | 1.6351 | 1.6883 | 1.7378 | 1.7837 | 1.8263 | 1.8644 | 1.8983 | 1.9296 | 1.9585 | 1.9852 | 2.0184 | 2.0575 | 2.0936 | 2.127 | 2.1579 | 2.1863 | 2.2125 | 2.2368 | 2.2592 | 2.2799 | 2.3076 | 2.3416 | 2.373 | 2.4021 | 2.429 | 2.4538 | 2.4766 | 2.4977 | 2.5172 | 2.5352 | 2.5604 | 2.5922 | 2.6216 | 2.6487 | 2.6739 | 2.697 | 2.7182 | 2.7378 | 2.7559 | 2.7728 | 2.7967 | 2.8274 | 2.8559 | 2.8824 | 2.9069 | 2.9294 | 2.9499 | 2.9687 | 2.986 | 3.0019 | 3.0246 | 3.0535 | 3.08 | 3.1042 | 3.1263 | 3.1369 | 3.1369 | 3.1369 | 3.1369 | 3.1369
|  | PRT_PRT_EF-CRE_ALL_ALL_enhanced_meter_med | Enhanced metering – Household - Medium | Discount Rate |  |  | Total | [6 empty] | 0.035 | 0.035 | 0.035 | 0.035 | 0.035 | 0.035 | 0.035 | 0.035 | 0.035 | 0.035 | 0.035 | 0.035 | 0.035 | 0.035 | 0.035 | 0.035 | 0.035 | 0.035 | 0.035 | 0.035 | 0.035 | 0.035 | 0.035 | 0.035 | 0.035 | 0.035 | 0.035 | 0.035 | 0.035 | 0.035 | 0.03 | 0.03 | 0.03 | 0.03 | 0.03 | 0.03 | 0.03 | 0.03 | 0.03 | 0.03 | 0.03 | 0.03 | 0.03 | 0.03 | 0.03 | 0.03 | 0.03 | 0.03 | 0.03 | 0.03 | 0.03 | 0.03 | 0.03 | 0.03 | 0.03 | 0.03 | 0.03 | 0.03 | 0.03 | 0.03 | 0.03 | 0.03 | 0.03 | 0.03 | 0.03 | 0.03 | 0.03 | 0.03 | 0.03 | 0.03 | 0.03 | 0.03 | 0.03 | 0.03 | 0.03 | 0.025 | 0.025 | 0.025 | 0.025 | 0.025
|  | PRT_PRT_EF-CRE_ALL_ALL_enhanced_meter_med | Enhanced metering – Household - Medium | Discount Factor |  |  | Total | [6 empty] | 0.96618 | 0.93351 | 0.90194 | 0.87144 | 0.84197 | 0.8135 | 0.78599 | 0.75941 | 0.73373 | 0.70892 | 0.68495 | 0.66178 | 0.6394 | 0.61778 | 0.59689 | 0.57671 | 0.5572 | 0.53836 | 0.52016 | 0.50257 | 0.48557 | 0.46915 | 0.45329 | 0.43796 | 0.42315 | 0.40884 | 0.39501 | 0.38165 | 0.36875 | 0.35628 | 0.3459 | 0.33583 | 0.32605 | 0.31655 | 0.30733 | 0.29838 | 0.28969 | 0.28125 | 0.27306 | 0.2651 | 0.25738 | 0.24989 | 0.24261 | 0.23554 | 0.22868 | 0.22202 | 0.21555 | 0.20928 | 0.20318 | 0.19726 | 0.19152 | 0.18594 | 0.18052 | 0.17527 | 0.17016 | 0.1652 | 0.16039 | 0.15572 | 0.15119 | 0.14678 | 0.14251 | 0.13836 | 0.13433 | 0.13041 | 0.12662 | 0.12293 | 0.11935 | 0.11587 | 0.1125 | 0.10922 | 0.10604 | 0.10295 | 0.099951 | 0.09704 | 0.094214 | 0.091916 | 0.089674 | 0.087487 | 0.085353 | 0.083271
|  | PRT_PRT_EF-CRE_ALL_ALL_enhanced_meter_med | Enhanced metering – Household - Medium | Capex | Costed Risk |  | Fixed
|  | PRT_PRT_EF-CRE_ALL_ALL_enhanced_meter_med | Enhanced metering – Household - Medium | Capex | Optimism Bias |  | Fixed
|  | PRT_PRT_EF-CRE_ALL_ALL_enhanced_meter_med | Enhanced metering – Household - Medium | Net Present Cost (NPC) |  |  | Total | [6 empty] | 0.093295 | 0.21658 | 0.32219 | 0.41218 | 0.48838 | 0.55241 | 0.60573 | 0.64962 | 0.68521 | 0.71352 | 0.74121 | 0.76807 | 0.78856 | 0.80347 | 0.81352 | 0.81934 | 0.8215 | 0.82049 | 0.81674 | 0.81064 | 0.80666 | 0.80436 | 0.79957 | 0.79263 | 0.78387 | 0.77295 | 0.76018 | 0.74641 | 0.73184 | 0.71661 | 0.70721 | 0.69974 | 0.69114 | 0.68158 | 0.67123 | 0.66016 | 0.64853 | 0.63645 | 0.62404 | 0.61136 | 0.60066 | 0.59167 | 0.58206 | 0.57196 | 0.56145 | 0.5506 | 0.53948 | 0.52818 | 0.51676 | 0.50527 | 0.49537 | 0.48685 | 0.47798 | 0.46882 | 0.45944 | 0.44988 | 0.44018 | 0.43041 | 0.42062 | 0.41083 | 0.40228 | 0.39481 | 0.38713 | 0.37931 | 0.37137 | 0.36332 | 0.35518 | 0.34702 | 0.33886 | 0.33072 | 0.3235 | 0.31705 | 0.31047 | 0.30377 | 0.29701 | 0.28833 | 0.2813 | 0.27444 | 0.26774 | 0.26121
|  | PRT_PRT_EF-CRE_ALL_ALL_enhanced_meter_med | Enhanced metering – Household - Medium | Total NPC |  |  | Total | 2019-20: 43.7725
|  | PRT_PRT_EF-CRE_ALL_ALL_hh_pressure high+ | Pressure control device - Company - High+ | Capex |  |  | Total
|  | PRT_PRT_EF-CRE_ALL_ALL_hh_pressure high+ | Pressure control device - Company - High+ | Opex |  |  | Total | 2025-26: 0.0062173; 2026-27: 0.0062173; 2027-28: 0.0062173; 2028-29: 0.0062173; 2029-30: 0.0062173; 2030-31: 0.074618; 2031-32: 0.074618; 2032-33: 0.074618; 2033-34: 0.074618; 2034-35: 0.074618; 2035-36: 0.18652; 2036-37: 0.18652; 2037-38: 0.18652; 2038-39: 0.18652; 2039-40: 0.18652
|  | PRT_PRT_EF-CRE_ALL_ALL_hh_pressure high+ | Pressure control device - Company - High+ | Financing Cost |  |  | Total
|  | PRT_PRT_EF-CRE_ALL_ALL_hh_pressure high+ | Pressure control device - Company - High+ | Discount Rate |  |  | Total | [6 empty] | 0.035 | 0.035 | 0.035 | 0.035 | 0.035 | 0.035 | 0.035 | 0.035 | 0.035 | 0.035 | 0.035 | 0.035 | 0.035 | 0.035 | 0.035 | 0.035 | 0.035 | 0.035 | 0.035 | 0.035 | 0.035 | 0.035 | 0.035 | 0.035 | 0.035 | 0.035 | 0.035 | 0.035 | 0.035 | 0.035 | 0.03 | 0.03 | 0.03 | 0.03 | 0.03 | 0.03 | 0.03 | 0.03 | 0.03 | 0.03 | 0.03 | 0.03 | 0.03 | 0.03 | 0.03 | 0.03 | 0.03 | 0.03 | 0.03 | 0.03 | 0.03 | 0.03 | 0.03 | 0.03 | 0.03 | 0.03 | 0.03 | 0.03 | 0.03 | 0.03 | 0.03 | 0.03 | 0.03 | 0.03 | 0.03 | 0.03 | 0.03 | 0.03 | 0.03 | 0.03 | 0.03 | 0.03 | 0.03 | 0.03 | 0.03 | 0.025 | 0.025 | 0.025 | 0.025 | 0.025
|  | PRT_PRT_EF-CRE_ALL_ALL_hh_pressure high+ | Pressure control device - Company - High+ | Discount Factor |  |  | Total | [6 empty] | 0.96618 | 0.93351 | 0.90194 | 0.87144 | 0.84197 | 0.8135 | 0.78599 | 0.75941 | 0.73373 | 0.70892 | 0.68495 | 0.66178 | 0.6394 | 0.61778 | 0.59689 | 0.57671 | 0.5572 | 0.53836 | 0.52016 | 0.50257 | 0.48557 | 0.46915 | 0.45329 | 0.43796 | 0.42315 | 0.40884 | 0.39501 | 0.38165 | 0.36875 | 0.35628 | 0.3459 | 0.33583 | 0.32605 | 0.31655 | 0.30733 | 0.29838 | 0.28969 | 0.28125 | 0.27306 | 0.2651 | 0.25738 | 0.24989 | 0.24261 | 0.23554 | 0.22868 | 0.22202 | 0.21555 | 0.20928 | 0.20318 | 0.19726 | 0.19152 | 0.18594 | 0.18052 | 0.17527 | 0.17016 | 0.1652 | 0.16039 | 0.15572 | 0.15119 | 0.14678 | 0.14251 | 0.13836 | 0.13433 | 0.13041 | 0.12662 | 0.12293 | 0.11935 | 0.11587 | 0.1125 | 0.10922 | 0.10604 | 0.10295 | 0.099951 | 0.09704 | 0.094214 | 0.091916 | 0.089674 | 0.087487 | 0.085353 | 0.083271
|  | PRT_PRT_EF-CRE_ALL_ALL_hh_pressure high+ | Pressure control device - Company - High+ | Capex | Costed Risk |  | Fixed
|  | PRT_PRT_EF-CRE_ALL_ALL_hh_pressure high+ | Pressure control device - Company - High+ | Capex | Optimism Bias |  | Fixed
|  | PRT_PRT_EF-CRE_ALL_ALL_hh_pressure high+ | Pressure control device - Company - High+ | Net Present Cost (NPC) |  |  | Total | 2025-26: 0.006007; 2026-27: 0.0058039; 2027-28: 0.0056076; 2028-29: 0.005418; 2029-30: 0.0052348; 2030-31: 0.060702; 2031-32: 0.058649; 2032-33: 0.056666; 2033-34: 0.054749; 2034-35: 0.052898; 2035-36: 0.12775; 2036-37: 0.12343; 2037-38: 0.11926; 2038-39: 0.11523; 2039-40: 0.11133
|  | PRT_PRT_EF-CRE_ALL_ALL_hh_pressure high+ | Pressure control device - Company - High+ | Total NPC |  |  | Total | 2019-20: 0.90874
|  | PRT_PRT_EF-CRE_ALL_ALL_optant_meter high+ | Optant metering - Company - High+ | Capex |  |  | Total | 2025-26: 0.44734; 2026-27: 0.35787; 2027-28: 0.2863; 2028-29: 0.22904; 2029-30: 0.18323; 2030-31: 0.14659; 2031-32: 0.11727
|  | PRT_PRT_EF-CRE_ALL_ALL_optant_meter high+ | Optant metering - Company - High+ | Opex |  |  | Total
|  | PRT_PRT_EF-CRE_ALL_ALL_optant_meter high+ | Optant metering - Company - High+ | Financing Cost |  |  | Total | [6 empty] | 0.0069562 | 0.019477 | 0.029494 | 0.037508 | 0.043918 | 0.049047 | 0.05315 | 0.054974 | 0.054974 | 0.054974 | 0.054974 | 0.054974 | 0.054974 | 0.054974 | 0.054974 | 0.054974 | 0.054974 | 0.054974 | 0.054974 | 0.054974 | 0.054974 | 0.054974 | 0.054974 | 0.054974 | 0.054974 | 0.054974 | 0.054974 | 0.054974 | 0.054974 | 0.054974 | 0.054974 | 0.054974 | 0.054974 | 0.054974 | 0.054974 | 0.054974 | 0.054974 | 0.054974 | 0.054974 | 0.054974 | 0.054974 | 0.054974 | 0.054974 | 0.054974 | 0.054974 | 0.054974 | 0.054974 | 0.054974 | 0.054974 | 0.054974 | 0.054974 | 0.054974 | 0.054974 | 0.054974 | 0.054974 | 0.054974 | 0.054974 | 0.054974 | 0.054974 | 0.054974 | 0.054974 | 0.054974 | 0.054974 | 0.054974 | 0.054974 | 0.054974 | 0.054974 | 0.054974 | 0.054974 | 0.054974 | 0.054974 | 0.054974 | 0.054974 | 0.054974 | 0.054974 | 0.054974 | 0.054974 | 0.054974 | 0.054974 | 0.054974
|  | PRT_PRT_EF-CRE_ALL_ALL_optant_meter high+ | Optant metering - Company - High+ | Discount Rate |  |  | Total | [6 empty] | 0.035 | 0.035 | 0.035 | 0.035 | 0.035 | 0.035 | 0.035 | 0.035 | 0.035 | 0.035 | 0.035 | 0.035 | 0.035 | 0.035 | 0.035 | 0.035 | 0.035 | 0.035 | 0.035 | 0.035 | 0.035 | 0.035 | 0.035 | 0.035 | 0.035 | 0.035 | 0.035 | 0.035 | 0.035 | 0.035 | 0.03 | 0.03 | 0.03 | 0.03 | 0.03 | 0.03 | 0.03 | 0.03 | 0.03 | 0.03 | 0.03 | 0.03 | 0.03 | 0.03 | 0.03 | 0.03 | 0.03 | 0.03 | 0.03 | 0.03 | 0.03 | 0.03 | 0.03 | 0.03 | 0.03 | 0.03 | 0.03 | 0.03 | 0.03 | 0.03 | 0.03 | 0.03 | 0.03 | 0.03 | 0.03 | 0.03 | 0.03 | 0.03 | 0.03 | 0.03 | 0.03 | 0.03 | 0.03 | 0.03 | 0.03 | 0.025 | 0.025 | 0.025 | 0.025 | 0.025
|  | PRT_PRT_EF-CRE_ALL_ALL_optant_meter high+ | Optant metering - Company - High+ | Discount Factor |  |  | Total | [6 empty] | 0.96618 | 0.93351 | 0.90194 | 0.87144 | 0.84197 | 0.8135 | 0.78599 | 0.75941 | 0.73373 | 0.70892 | 0.68495 | 0.66178 | 0.6394 | 0.61778 | 0.59689 | 0.57671 | 0.5572 | 0.53836 | 0.52016 | 0.50257 | 0.48557 | 0.46915 | 0.45329 | 0.43796 | 0.42315 | 0.40884 | 0.39501 | 0.38165 | 0.36875 | 0.35628 | 0.3459 | 0.33583 | 0.32605 | 0.31655 | 0.30733 | 0.29838 | 0.28969 | 0.28125 | 0.27306 | 0.2651 | 0.25738 | 0.24989 | 0.24261 | 0.23554 | 0.22868 | 0.22202 | 0.21555 | 0.20928 | 0.20318 | 0.19726 | 0.19152 | 0.18594 | 0.18052 | 0.17527 | 0.17016 | 0.1652 | 0.16039 | 0.15572 | 0.15119 | 0.14678 | 0.14251 | 0.13836 | 0.13433 | 0.13041 | 0.12662 | 0.12293 | 0.11935 | 0.11587 | 0.1125 | 0.10922 | 0.10604 | 0.10295 | 0.099951 | 0.09704 | 0.094214 | 0.091916 | 0.089674 | 0.087487 | 0.085353 | 0.083271
|  | PRT_PRT_EF-CRE_ALL_ALL_optant_meter high+ | Optant metering - Company - High+ | Capex | Costed Risk |  | Fixed
|  | PRT_PRT_EF-CRE_ALL_ALL_optant_meter high+ | Optant metering - Company - High+ | Capex | Optimism Bias |  | Fixed
|  | PRT_PRT_EF-CRE_ALL_ALL_optant_meter high+ | Optant metering - Company - High+ | Net Present Cost (NPC) |  |  | Total | [6 empty] | 0.0067209 | 0.018182 | 0.026602 | 0.032686 | 0.036978 | 0.0399 | 0.041775 | 0.041748 | 0.040336 | 0.038972 | 0.037654 | 0.036381 | 0.03515 | 0.033962 | 0.032813 | 0.031704 | 0.030631 | 0.029596 | 0.028595 | 0.027628 | 0.026694 | 0.025791 | 0.024919 | 0.024076 | 0.023262 | 0.022475 | 0.021715 | 0.020981 | 0.020271 | 0.019586 | 0.019015 | 0.018462 | 0.017924 | 0.017402 | 0.016895 | 0.016403 | 0.015925 | 0.015461 | 0.015011 | 0.014574 | 0.014149 | 0.013737 | 0.013337 | 0.012949 | 0.012571 | 0.012205 | 0.01185 | 0.011505 | 0.01117 | 0.010844 | 0.010528 | 0.010222 | 0.009924 | 0.009635 | 0.0093543 | 0.0090819 | 0.0088174 | 0.0085605 | 0.0083112 | 0.0080691 | 0.0078341 | 0.0076059 | 0.0073844 | 0.0071693 | 0.0069605 | 0.0067578 | 0.0065609 | 0.0063698 | 0.0061843 | 0.0060042 | 0.0058293 | 0.0056595 | 0.0054947 | 0.0053346 | 0.0051793 | 0.0050529 | 0.0049297 | 0.0048095 | 0.0046922 | 0.0045777
|  | PRT_PRT_EF-CRE_ALL_ALL_optant_meter high+ | Optant metering - Company - High+ | Total NPC |  |  | Total | 2019-20: 1.3821
|  | PRT_PRT_EF-CRE_ALL_ALL_optant_meter_med | Optant metering - Medium | Capex |  |  | Total | [6 empty] | 0.48278 | 0.45478 | 0.41817 | 0.38479 | 0.35416 | 0.32545 | 0.29949 | 0.27582 | 0.25358 | 0.23318 | 0.27043 | 0.24869 | 0.22871 | 0.2105 | 0.19349 | 0.17768 | 0.16357 | 0.1501 | 0.13832 | 0.12718 | 0.16896 | 0.15518 | 0.14157 | 0.13029 | 0.11914 | 0.11619 | 0.10673 | 0.098081 | 0.090317 | 0.083364 | 0.13078 | 0.12038 | 0.11149 | 0.10252 | 0.095083 | 0.086842 | 0.079492 | 0.072283 | 0.067655 | 0.061787 | 0.10984 | 0.10127 | 0.092786 | 0.086781 | 0.078627 | 0.072125 | 0.066333 | 0.060691 | 0.05752 | 0.05209 | 0.10097 | 0.089956 | 0.083396 | 0.077843 | 0.071779 | 0.065467 | 0.064513 | 0.059176 | 0.053249 | 0.048034 | 0.10029 | 0.088316 | 0.076799 | 0.064725 | 0.063437 | 0.0629 | 0.062488 | 0.062289 | 0.061266 | 0.061778 | 0.13333 | 0.13302 | 0.12998 | 0.13116 | 0.12897
|  | PRT_PRT_EF-CRE_ALL_ALL_optant_meter_med | Optant metering - Medium | Opex |  |  | Total | [6 empty] | 0.1204 | 0.1204 | 0.1204 | 0.1204 | 0.1204 | 0.1204 | 0.1204 | 0.1204 | 0.1204 | 0.1204 | 0.1204 | 0.1204 | 0.1204 | 0.1204 | 0.1204 | 0.1204 | 0.1204 | 0.1204 | 0.1204 | 0.1204 | 0.1204 | 0.1204 | 0.1204 | 0.1204 | 0.1204 | 0.1204 | 0.1204 | 0.1204 | 0.1204 | 0.1204 | 0.1204 | 0.1204 | 0.1204 | 0.1204 | 0.1204 | 0.1204 | 0.1204 | 0.1204 | 0.1204 | 0.1204 | 0.1204 | 0.1204 | 0.1204 | 0.1204 | 0.1204 | 0.1204 | 0.1204 | 0.1204 | 0.1204 | 0.1204 | 0.1204 | 0.1204 | 0.1204 | 0.1204 | 0.1204 | 0.1204 | 0.1204 | 0.1204 | 0.1204 | 0.1204 | 0.1204 | 0.1204 | 0.1204 | 0.1204 | 0.1204 | 0.1204 | 0.1204 | 0.1204 | 0.1204 | 0.1204 | 0.1204 | 0.1204 | 0.1204 | 0.1204 | 0.1204
|  | PRT_PRT_EF-CRE_ALL_ALL_optant_meter_med | Optant metering - Medium | Financing Cost |  |  | Total | [6 empty] | 0.0075073 | 0.022086 | 0.035661 | 0.048147 | 0.059637 | 0.070205 | 0.079923 | 0.088869 | 0.097101 | 0.10467 | 0.1125 | 0.12057 | 0.128 | 0.13483 | 0.14111 | 0.14688 | 0.15219 | 0.15706 | 0.16155 | 0.16568 | 0.17028 | 0.17532 | 0.17994 | 0.18417 | 0.18804 | 0.1917 | 0.19517 | 0.19836 | 0.20128 | 0.20399 | 0.20732 | 0.21122 | 0.21483 | 0.21815 | 0.22123 | 0.22406 | 0.22664 | 0.229 | 0.23118 | 0.23319 | 0.23586 | 0.23914 | 0.24216 | 0.24495 | 0.24752 | 0.24987 | 0.25202 | 0.254 | 0.25584 | 0.25754 | 0.25992 | 0.26289 | 0.26558 | 0.26809 | 0.27042 | 0.27255 | 0.27457 | 0.2765 | 0.27825 | 0.27982 | 0.28213 | 0.28506 | 0.28763 | 0.28983 | 0.29182 | 0.29379 | 0.29574 | 0.29768 | 0.2996 | 0.30151 | 0.30454 | 0.30869 | 0.31278 | 0.31684 | 0.32088 | 0.32289 | 0.32289 | 0.32289 | 0.32289 | 0.32289
|  | PRT_PRT_EF-CRE_ALL_ALL_optant_meter_med | Optant metering - Medium | Discount Rate |  |  | Total | [6 empty] | 0.035 | 0.035 | 0.035 | 0.035 | 0.035 | 0.035 | 0.035 | 0.035 | 0.035 | 0.035 | 0.035 | 0.035 | 0.035 | 0.035 | 0.035 | 0.035 | 0.035 | 0.035 | 0.035 | 0.035 | 0.035 | 0.035 | 0.035 | 0.035 | 0.035 | 0.035 | 0.035 | 0.035 | 0.035 | 0.035 | 0.03 | 0.03 | 0.03 | 0.03 | 0.03 | 0.03 | 0.03 | 0.03 | 0.03 | 0.03 | 0.03 | 0.03 | 0.03 | 0.03 | 0.03 | 0.03 | 0.03 | 0.03 | 0.03 | 0.03 | 0.03 | 0.03 | 0.03 | 0.03 | 0.03 | 0.03 | 0.03 | 0.03 | 0.03 | 0.03 | 0.03 | 0.03 | 0.03 | 0.03 | 0.03 | 0.03 | 0.03 | 0.03 | 0.03 | 0.03 | 0.03 | 0.03 | 0.03 | 0.03 | 0.03 | 0.025 | 0.025 | 0.025 | 0.025 | 0.025
|  | PRT_PRT_EF-CRE_ALL_ALL_optant_meter_med | Optant metering - Medium | Discount Factor |  |  | Total | [6 empty] | 0.96618 | 0.93351 | 0.90194 | 0.87144 | 0.84197 | 0.8135 | 0.78599 | 0.75941 | 0.73373 | 0.70892 | 0.68495 | 0.66178 | 0.6394 | 0.61778 | 0.59689 | 0.57671 | 0.5572 | 0.53836 | 0.52016 | 0.50257 | 0.48557 | 0.46915 | 0.45329 | 0.43796 | 0.42315 | 0.40884 | 0.39501 | 0.38165 | 0.36875 | 0.35628 | 0.3459 | 0.33583 | 0.32605 | 0.31655 | 0.30733 | 0.29838 | 0.28969 | 0.28125 | 0.27306 | 0.2651 | 0.25738 | 0.24989 | 0.24261 | 0.23554 | 0.22868 | 0.22202 | 0.21555 | 0.20928 | 0.20318 | 0.19726 | 0.19152 | 0.18594 | 0.18052 | 0.17527 | 0.17016 | 0.1652 | 0.16039 | 0.15572 | 0.15119 | 0.14678 | 0.14251 | 0.13836 | 0.13433 | 0.13041 | 0.12662 | 0.12293 | 0.11935 | 0.11587 | 0.1125 | 0.10922 | 0.10604 | 0.10295 | 0.099951 | 0.09704 | 0.094214 | 0.091916 | 0.089674 | 0.087487 | 0.085353 | 0.083271
|  | PRT_PRT_EF-CRE_ALL_ALL_optant_meter_med | Optant metering - Medium | Capex | Costed Risk |  | Fixed
|  | PRT_PRT_EF-CRE_ALL_ALL_optant_meter_med | Optant metering - Medium | Capex | Optimism Bias |  | Fixed
|  | PRT_PRT_EF-CRE_ALL_ALL_optant_meter_med | Optant metering - Medium | Net Present Cost (NPC) |  |  | Total | [6 empty] | 0.12358 | 0.13301 | 0.14076 | 0.14688 | 0.15158 | 0.15506 | 0.15745 | 0.15892 | 0.15959 | 0.15956 | 0.15952 | 0.15947 | 0.15882 | 0.15767 | 0.15609 | 0.15414 | 0.15189 | 0.14938 | 0.14666 | 0.14377 | 0.14115 | 0.13874 | 0.13614 | 0.13339 | 0.13052 | 0.1276 | 0.12465 | 0.12165 | 0.11862 | 0.11557 | 0.11336 | 0.11137 | 0.1093 | 0.10717 | 0.10499 | 0.10278 | 0.10053 | 0.098269 | 0.096001 | 0.093738 | 0.091695 | 0.089844 | 0.08796 | 0.086055 | 0.084137 | 0.082207 | 0.080277 | 0.078352 | 0.076443 | 0.074553 | 0.072837 | 0.071268 | 0.069679 | 0.068089 | 0.066501 | 0.064917 | 0.063351 | 0.061805 | 0.060269 | 0.058745 | 0.057362 | 0.056097 | 0.054808 | 0.053499 | 0.052193 | 0.050915 | 0.049664 | 0.048443 | 0.047248 | 0.046081 | 0.04506 | 0.044174 | 0.043296 | 0.042429 | 0.041575 | 0.029678 | 0.028955 | 0.028248 | 0.027559 | 0.026887
|  | PRT_PRT_EF-CRE_ALL_ALL_optant_meter_med | Optant metering - Medium | Total NPC |  |  | Total | 2019-20: 7.7125
|  | PRT_PRT_EF-CRE_ALL_ALL_reduce_consump_med | Reduction in other consumption - Medium | Capex |  |  | Total
|  | PRT_PRT_EF-CRE_ALL_ALL_reduce_consump_med | Reduction in other consumption - Medium | Opex |  |  | Total | [6 empty] | 0.35199 | 0.37953 | 0.40497 | 0.42847 | 0.45018 | 0.47025 | 0.4888 | 0.50594 | 0.52179 | 0.53645 | 0.55001 | 0.56255 | 0.57416 | 0.5849 | 0.59485 | 0.60406 | 0.6126 | 0.6205 | 0.62783 | 0.63463 | 0.64094 | 0.64679 | 0.65223 | 0.65728 | 0.66197 | 0.66591 | 0.66955 | 0.67291 | 0.67601 | 0.67888 | 0.68152 | 0.68396 | 0.68621 | 0.6883 | 0.69022 | 0.69199 | 0.69363 | 0.69514 | 0.69654 | 0.69782 | 0.69902 | 0.70012 | 0.70113 | 0.70207 | 0.70293 | 0.70373 | 0.70447 | 0.70515 | 0.70579 | 0.70637 | 0.70691 | 0.7074 | 0.70786 | 0.70829 | 0.70868 | 0.70904 | 0.70938 | 0.70969 | 0.70998 | 0.71024 | 0.71048 | 0.71071 | 0.71092 | 0.71111 | 0.71128 | 0.71145 | 0.7116 | 0.71174 | 0.71187 | 0.71199 | 0.7121 | 0.71221 | 0.71231 | 0.7124 | 0.71248
|  | PRT_PRT_EF-CRE_ALL_ALL_reduce_consump_med | Reduction in other consumption - Medium | Financing Cost |  |  | Total
|  | PRT_PRT_EF-CRE_ALL_ALL_reduce_consump_med | Reduction in other consumption - Medium | Discount Rate |  |  | Total | [6 empty] | 0.035 | 0.035 | 0.035 | 0.035 | 0.035 | 0.035 | 0.035 | 0.035 | 0.035 | 0.035 | 0.035 | 0.035 | 0.035 | 0.035 | 0.035 | 0.035 | 0.035 | 0.035 | 0.035 | 0.035 | 0.035 | 0.035 | 0.035 | 0.035 | 0.035 | 0.035 | 0.035 | 0.035 | 0.035 | 0.035 | 0.03 | 0.03 | 0.03 | 0.03 | 0.03 | 0.03 | 0.03 | 0.03 | 0.03 | 0.03 | 0.03 | 0.03 | 0.03 | 0.03 | 0.03 | 0.03 | 0.03 | 0.03 | 0.03 | 0.03 | 0.03 | 0.03 | 0.03 | 0.03 | 0.03 | 0.03 | 0.03 | 0.03 | 0.03 | 0.03 | 0.03 | 0.03 | 0.03 | 0.03 | 0.03 | 0.03 | 0.03 | 0.03 | 0.03 | 0.03 | 0.03 | 0.03 | 0.03 | 0.03 | 0.03 | 0.025 | 0.025 | 0.025 | 0.025 | 0.025
|  | PRT_PRT_EF-CRE_ALL_ALL_reduce_consump_med | Reduction in other consumption - Medium | Discount Factor |  |  | Total | [6 empty] | 0.96618 | 0.93351 | 0.90194 | 0.87144 | 0.84197 | 0.8135 | 0.78599 | 0.75941 | 0.73373 | 0.70892 | 0.68495 | 0.66178 | 0.6394 | 0.61778 | 0.59689 | 0.57671 | 0.5572 | 0.53836 | 0.52016 | 0.50257 | 0.48557 | 0.46915 | 0.45329 | 0.43796 | 0.42315 | 0.40884 | 0.39501 | 0.38165 | 0.36875 | 0.35628 | 0.3459 | 0.33583 | 0.32605 | 0.31655 | 0.30733 | 0.29838 | 0.28969 | 0.28125 | 0.27306 | 0.2651 | 0.25738 | 0.24989 | 0.24261 | 0.23554 | 0.22868 | 0.22202 | 0.21555 | 0.20928 | 0.20318 | 0.19726 | 0.19152 | 0.18594 | 0.18052 | 0.17527 | 0.17016 | 0.1652 | 0.16039 | 0.15572 | 0.15119 | 0.14678 | 0.14251 | 0.13836 | 0.13433 | 0.13041 | 0.12662 | 0.12293 | 0.11935 | 0.11587 | 0.1125 | 0.10922 | 0.10604 | 0.10295 | 0.099951 | 0.09704 | 0.094214 | 0.091916 | 0.089674 | 0.087487 | 0.085353 | 0.083271
|  | PRT_PRT_EF-CRE_ALL_ALL_reduce_consump_med | Reduction in other consumption - Medium | Capex | Costed Risk |  | Fixed
|  | PRT_PRT_EF-CRE_ALL_ALL_reduce_consump_med | Reduction in other consumption - Medium | Capex | Optimism Bias |  | Fixed
|  | PRT_PRT_EF-CRE_ALL_ALL_reduce_consump_med | Reduction in other consumption - Medium | Net Present Cost (NPC) |  |  | Total | [6 empty] | 0.34009 | 0.35429 | 0.36526 | 0.37339 | 0.37904 | 0.38255 | 0.38419 | 0.38422 | 0.38286 | 0.3803 | 0.37673 | 0.37229 | 0.36712 | 0.36134 | 0.35506 | 0.34837 | 0.34134 | 0.33406 | 0.32657 | 0.31895 | 0.31122 | 0.30344 | 0.29565 | 0.28786 | 0.28011 | 0.27225 | 0.26448 | 0.25682 | 0.24928 | 0.24187 | 0.23574 | 0.22969 | 0.22374 | 0.21788 | 0.21212 | 0.20647 | 0.20094 | 0.19551 | 0.19019 | 0.185 | 0.17991 | 0.17495 | 0.1701 | 0.16537 | 0.16075 | 0.15624 | 0.15185 | 0.14757 | 0.1434 | 0.13934 | 0.13538 | 0.13153 | 0.12779 | 0.12414 | 0.12059 | 0.11714 | 0.11378 | 0.11051 | 0.10734 | 0.10425 | 0.10125 | 0.098331 | 0.095495 | 0.092738 | 0.09006 | 0.087457 | 0.084927 | 0.08247 | 0.080083 | 0.077763 | 0.07551 | 0.073322 | 0.071196 | 0.069131 | 0.067126
|  | PRT_PRT_EF-CRE_ALL_ALL_reduce_consump_med | Reduction in other consumption - Medium | Total NPC |  |  | Total | 2019-20: 16.117
|  | PRT_PRT_EF-LKR_ALL_ALL_dmp prt gov c+2 | Government-led Demand Reduction - Profile C+ (Portsmouth Water) | Capex |  |  | Total
|  | PRT_PRT_EF-LKR_ALL_ALL_dmp prt gov c+2 | Government-led Demand Reduction - Profile C+ (Portsmouth Water) | Opex |  |  | Total
|  | PRT_PRT_EF-LKR_ALL_ALL_dmp prt gov c+2 | Government-led Demand Reduction - Profile C+ (Portsmouth Water) | Financing Cost |  |  | Total
|  | PRT_PRT_EF-LKR_ALL_ALL_dmp prt gov c+2 | Government-led Demand Reduction - Profile C+ (Portsmouth Water) | Discount Rate |  |  | Total | [6 empty] | 0.035 | 0.035 | 0.035 | 0.035 | 0.035 | 0.035 | 0.035 | 0.035 | 0.035 | 0.035 | 0.035 | 0.035 | 0.035 | 0.035 | 0.035 | 0.035 | 0.035 | 0.035 | 0.035 | 0.035 | 0.035 | 0.035 | 0.035 | 0.035 | 0.035 | 0.035 | 0.035 | 0.035 | 0.035 | 0.035 | 0.03 | 0.03 | 0.03 | 0.03 | 0.03 | 0.03 | 0.03 | 0.03 | 0.03 | 0.03 | 0.03 | 0.03 | 0.03 | 0.03 | 0.03 | 0.03 | 0.03 | 0.03 | 0.03 | 0.03 | 0.03 | 0.03 | 0.03 | 0.03 | 0.03 | 0.03 | 0.03 | 0.03 | 0.03 | 0.03 | 0.03 | 0.03 | 0.03 | 0.03 | 0.03 | 0.03 | 0.03 | 0.03 | 0.03 | 0.03 | 0.03 | 0.03 | 0.03 | 0.03 | 0.03 | 0.025 | 0.025 | 0.025 | 0.025 | 0.025
|  | PRT_PRT_EF-LKR_ALL_ALL_dmp prt gov c+2 | Government-led Demand Reduction - Profile C+ (Portsmouth Water) | Discount Factor |  |  | Total | [6 empty] | 0.96618 | 0.93351 | 0.90194 | 0.87144 | 0.84197 | 0.8135 | 0.78599 | 0.75941 | 0.73373 | 0.70892 | 0.68495 | 0.66178 | 0.6394 | 0.61778 | 0.59689 | 0.57671 | 0.5572 | 0.53836 | 0.52016 | 0.50257 | 0.48557 | 0.46915 | 0.45329 | 0.43796 | 0.42315 | 0.40884 | 0.39501 | 0.38165 | 0.36875 | 0.35628 | 0.3459 | 0.33583 | 0.32605 | 0.31655 | 0.30733 | 0.29838 | 0.28969 | 0.28125 | 0.27306 | 0.2651 | 0.25738 | 0.24989 | 0.24261 | 0.23554 | 0.22868 | 0.22202 | 0.21555 | 0.20928 | 0.20318 | 0.19726 | 0.19152 | 0.18594 | 0.18052 | 0.17527 | 0.17016 | 0.1652 | 0.16039 | 0.15572 | 0.15119 | 0.14678 | 0.14251 | 0.13836 | 0.13433 | 0.13041 | 0.12662 | 0.12293 | 0.11935 | 0.11587 | 0.1125 | 0.10922 | 0.10604 | 0.10295 | 0.099951 | 0.09704 | 0.094214 | 0.091916 | 0.089674 | 0.087487 | 0.085353 | 0.083271
|  | PRT_PRT_EF-LKR_ALL_ALL_dmp prt gov c+2 | Government-led Demand Reduction - Profile C+ (Portsmouth Water) | Capex | Costed Risk |  | Fixed
|  | PRT_PRT_EF-LKR_ALL_ALL_dmp prt gov c+2 | Government-led Demand Reduction - Profile C+ (Portsmouth Water) | Capex | Optimism Bias |  | Fixed
|  | PRT_PRT_EF-LKR_ALL_ALL_dmp prt gov c+2 | Government-led Demand Reduction - Profile C+ (Portsmouth Water) | Net Present Cost (NPC) |  |  | Total
|  | PRT_PRT_EF-LKR_ALL_ALL_dmp prt gov c+2 | Government-led Demand Reduction - Profile C+ (Portsmouth Water) | Total NPC |  |  | Total | bar: 2019-20 to 2023-24
|  | PRT_PRT_EF-LKR_ALL_ALL_dmp prt gov-led a hy | Demand Management: Gov-led A Hybrid | Capex |  |  | Total
|  | PRT_PRT_EF-LKR_ALL_ALL_dmp prt gov-led a hy | Demand Management: Gov-led A Hybrid | Opex |  |  | Total
|  | PRT_PRT_EF-LKR_ALL_ALL_dmp prt gov-led a hy | Demand Management: Gov-led A Hybrid | Financing Cost |  |  | Total
|  | PRT_PRT_EF-LKR_ALL_ALL_dmp prt gov-led a hy | Demand Management: Gov-led A Hybrid | Discount Rate |  |  | Total | [6 empty] | 0.035 | 0.035 | 0.035 | 0.035 | 0.035 | 0.035 | 0.035 | 0.035 | 0.035 | 0.035 | 0.035 | 0.035 | 0.035 | 0.035 | 0.035 | 0.035 | 0.035 | 0.035 | 0.035 | 0.035 | 0.035 | 0.035 | 0.035 | 0.035 | 0.035 | 0.035 | 0.035 | 0.035 | 0.035 | 0.035 | 0.03 | 0.03 | 0.03 | 0.03 | 0.03 | 0.03 | 0.03 | 0.03 | 0.03 | 0.03 | 0.03 | 0.03 | 0.03 | 0.03 | 0.03 | 0.03 | 0.03 | 0.03 | 0.03 | 0.03 | 0.03 | 0.03 | 0.03 | 0.03 | 0.03 | 0.03 | 0.03 | 0.03 | 0.03 | 0.03 | 0.03 | 0.03 | 0.03 | 0.03 | 0.03 | 0.03 | 0.03 | 0.03 | 0.03 | 0.03 | 0.03 | 0.03 | 0.03 | 0.03 | 0.03 | 0.025 | 0.025 | 0.025 | 0.025 | 0.025
|  | PRT_PRT_EF-LKR_ALL_ALL_dmp prt gov-led a hy | Demand Management: Gov-led A Hybrid | Discount Factor |  |  | Total | [6 empty] | 0.96618 | 0.93351 | 0.90194 | 0.87144 | 0.84197 | 0.8135 | 0.78599 | 0.75941 | 0.73373 | 0.70892 | 0.68495 | 0.66178 | 0.6394 | 0.61778 | 0.59689 | 0.57671 | 0.5572 | 0.53836 | 0.52016 | 0.50257 | 0.48557 | 0.46915 | 0.45329 | 0.43796 | 0.42315 | 0.40884 | 0.39501 | 0.38165 | 0.36875 | 0.35628 | 0.3459 | 0.33583 | 0.32605 | 0.31655 | 0.30733 | 0.29838 | 0.28969 | 0.28125 | 0.27306 | 0.2651 | 0.25738 | 0.24989 | 0.24261 | 0.23554 | 0.22868 | 0.22202 | 0.21555 | 0.20928 | 0.20318 | 0.19726 | 0.19152 | 0.18594 | 0.18052 | 0.17527 | 0.17016 | 0.1652 | 0.16039 | 0.15572 | 0.15119 | 0.14678 | 0.14251 | 0.13836 | 0.13433 | 0.13041 | 0.12662 | 0.12293 | 0.11935 | 0.11587 | 0.1125 | 0.10922 | 0.10604 | 0.10295 | 0.099951 | 0.09704 | 0.094214 | 0.091916 | 0.089674 | 0.087487 | 0.085353 | 0.083271
|  | PRT_PRT_EF-LKR_ALL_ALL_dmp prt gov-led a hy | Demand Management: Gov-led A Hybrid | Capex | Costed Risk |  | Fixed
|  | PRT_PRT_EF-LKR_ALL_ALL_dmp prt gov-led a hy | Demand Management: Gov-led A Hybrid | Capex | Optimism Bias |  | Fixed
|  | PRT_PRT_EF-LKR_ALL_ALL_dmp prt gov-led a hy | Demand Management: Gov-led A Hybrid | Net Present Cost (NPC) |  |  | Total
|  | PRT_PRT_EF-LKR_ALL_ALL_dmp prt gov-led a hy | Demand Management: Gov-led A Hybrid | Total NPC |  |  | Total | bar: 2019-20 to 2023-24
|  | PRT_PRT_EF-LKR_ALL_ALL_dmp prt gov-led c hy | Demand Management: Gov-led C Hybrid | Capex |  |  | Total
|  | PRT_PRT_EF-LKR_ALL_ALL_dmp prt gov-led c hy | Demand Management: Gov-led C Hybrid | Opex |  |  | Total
|  | PRT_PRT_EF-LKR_ALL_ALL_dmp prt gov-led c hy | Demand Management: Gov-led C Hybrid | Financing Cost |  |  | Total
|  | PRT_PRT_EF-LKR_ALL_ALL_dmp prt gov-led c hy | Demand Management: Gov-led C Hybrid | Discount Rate |  |  | Total | [6 empty] | 0.035 | 0.035 | 0.035 | 0.035 | 0.035 | 0.035 | 0.035 | 0.035 | 0.035 | 0.035 | 0.035 | 0.035 | 0.035 | 0.035 | 0.035 | 0.035 | 0.035 | 0.035 | 0.035 | 0.035 | 0.035 | 0.035 | 0.035 | 0.035 | 0.035 | 0.035 | 0.035 | 0.035 | 0.035 | 0.035 | 0.03 | 0.03 | 0.03 | 0.03 | 0.03 | 0.03 | 0.03 | 0.03 | 0.03 | 0.03 | 0.03 | 0.03 | 0.03 | 0.03 | 0.03 | 0.03 | 0.03 | 0.03 | 0.03 | 0.03 | 0.03 | 0.03 | 0.03 | 0.03 | 0.03 | 0.03 | 0.03 | 0.03 | 0.03 | 0.03 | 0.03 | 0.03 | 0.03 | 0.03 | 0.03 | 0.03 | 0.03 | 0.03 | 0.03 | 0.03 | 0.03 | 0.03 | 0.03 | 0.03 | 0.03 | 0.025 | 0.025 | 0.025 | 0.025 | 0.025
|  | PRT_PRT_EF-LKR_ALL_ALL_dmp prt gov-led c hy | Demand Management: Gov-led C Hybrid | Discount Factor |  |  | Total | [6 empty] | 0.96618 | 0.93351 | 0.90194 | 0.87144 | 0.84197 | 0.8135 | 0.78599 | 0.75941 | 0.73373 | 0.70892 | 0.68495 | 0.66178 | 0.6394 | 0.61778 | 0.59689 | 0.57671 | 0.5572 | 0.53836 | 0.52016 | 0.50257 | 0.48557 | 0.46915 | 0.45329 | 0.43796 | 0.42315 | 0.40884 | 0.39501 | 0.38165 | 0.36875 | 0.35628 | 0.3459 | 0.33583 | 0.32605 | 0.31655 | 0.30733 | 0.29838 | 0.28969 | 0.28125 | 0.27306 | 0.2651 | 0.25738 | 0.24989 | 0.24261 | 0.23554 | 0.22868 | 0.22202 | 0.21555 | 0.20928 | 0.20318 | 0.19726 | 0.19152 | 0.18594 | 0.18052 | 0.17527 | 0.17016 | 0.1652 | 0.16039 | 0.15572 | 0.15119 | 0.14678 | 0.14251 | 0.13836 | 0.13433 | 0.13041 | 0.12662 | 0.12293 | 0.11935 | 0.11587 | 0.1125 | 0.10922 | 0.10604 | 0.10295 | 0.099951 | 0.09704 | 0.094214 | 0.091916 | 0.089674 | 0.087487 | 0.085353 | 0.083271
|  | PRT_PRT_EF-LKR_ALL_ALL_dmp prt gov-led c hy | Demand Management: Gov-led C Hybrid | Capex | Costed Risk |  | Fixed
|  | PRT_PRT_EF-LKR_ALL_ALL_dmp prt gov-led c hy | Demand Management: Gov-led C Hybrid | Capex | Optimism Bias |  | Fixed
|  | PRT_PRT_EF-LKR_ALL_ALL_dmp prt gov-led c hy | Demand Management: Gov-led C Hybrid | Net Present Cost (NPC) |  |  | Total
|  | PRT_PRT_EF-LKR_ALL_ALL_dmp prt gov-led c hy | Demand Management: Gov-led C Hybrid | Total NPC |  |  | Total | bar: 2019-20 to 2023-24
|  | PRT_PRT_EF-LKR_ALL_ALL_dmp prt gov-led c+ h | Company Demand: Gov-led C+ Hybrid | Capex |  |  | Total
|  | PRT_PRT_EF-LKR_ALL_ALL_dmp prt gov-led c+ h | Company Demand: Gov-led C+ Hybrid | Opex |  |  | Total
|  | PRT_PRT_EF-LKR_ALL_ALL_dmp prt gov-led c+ h | Company Demand: Gov-led C+ Hybrid | Financing Cost |  |  | Total
|  | PRT_PRT_EF-LKR_ALL_ALL_dmp prt gov-led c+ h | Company Demand: Gov-led C+ Hybrid | Discount Rate |  |  | Total | [6 empty] | 0.035 | 0.035 | 0.035 | 0.035 | 0.035 | 0.035 | 0.035 | 0.035 | 0.035 | 0.035 | 0.035 | 0.035 | 0.035 | 0.035 | 0.035 | 0.035 | 0.035 | 0.035 | 0.035 | 0.035 | 0.035 | 0.035 | 0.035 | 0.035 | 0.035 | 0.035 | 0.035 | 0.035 | 0.035 | 0.035 | 0.03 | 0.03 | 0.03 | 0.03 | 0.03 | 0.03 | 0.03 | 0.03 | 0.03 | 0.03 | 0.03 | 0.03 | 0.03 | 0.03 | 0.03 | 0.03 | 0.03 | 0.03 | 0.03 | 0.03 | 0.03 | 0.03 | 0.03 | 0.03 | 0.03 | 0.03 | 0.03 | 0.03 | 0.03 | 0.03 | 0.03 | 0.03 | 0.03 | 0.03 | 0.03 | 0.03 | 0.03 | 0.03 | 0.03 | 0.03 | 0.03 | 0.03 | 0.03 | 0.03 | 0.03 | 0.025 | 0.025 | 0.025 | 0.025 | 0.025
|  | PRT_PRT_EF-LKR_ALL_ALL_dmp prt gov-led c+ h | Company Demand: Gov-led C+ Hybrid | Discount Factor |  |  | Total | [6 empty] | 0.96618 | 0.93351 | 0.90194 | 0.87144 | 0.84197 | 0.8135 | 0.78599 | 0.75941 | 0.73373 | 0.70892 | 0.68495 | 0.66178 | 0.6394 | 0.61778 | 0.59689 | 0.57671 | 0.5572 | 0.53836 | 0.52016 | 0.50257 | 0.48557 | 0.46915 | 0.45329 | 0.43796 | 0.42315 | 0.40884 | 0.39501 | 0.38165 | 0.36875 | 0.35628 | 0.3459 | 0.33583 | 0.32605 | 0.31655 | 0.30733 | 0.29838 | 0.28969 | 0.28125 | 0.27306 | 0.2651 | 0.25738 | 0.24989 | 0.24261 | 0.23554 | 0.22868 | 0.22202 | 0.21555 | 0.20928 | 0.20318 | 0.19726 | 0.19152 | 0.18594 | 0.18052 | 0.17527 | 0.17016 | 0.1652 | 0.16039 | 0.15572 | 0.15119 | 0.14678 | 0.14251 | 0.13836 | 0.13433 | 0.13041 | 0.12662 | 0.12293 | 0.11935 | 0.11587 | 0.1125 | 0.10922 | 0.10604 | 0.10295 | 0.099951 | 0.09704 | 0.094214 | 0.091916 | 0.089674 | 0.087487 | 0.085353 | 0.083271
|  | PRT_PRT_EF-LKR_ALL_ALL_dmp prt gov-led c+ h | Company Demand: Gov-led C+ Hybrid | Capex | Costed Risk |  | Fixed
|  | PRT_PRT_EF-LKR_ALL_ALL_dmp prt gov-led c+ h | Company Demand: Gov-led C+ Hybrid | Capex | Optimism Bias |  | Fixed
|  | PRT_PRT_EF-LKR_ALL_ALL_dmp prt gov-led c+ h | Company Demand: Gov-led C+ Hybrid | Net Present Cost (NPC) |  |  | Total
|  | PRT_PRT_EF-LKR_ALL_ALL_dmp prt gov-led c+ h | Company Demand: Gov-led C+ Hybrid | Total NPC |  |  | Total | bar: 2019-20 to 2023-24
|  | PRT_PRT_EF-LKR_ALL_ALL_dmp prt gov-led c++ | Demand Management: Gov-led C++ Hybrid | Capex |  |  | Total
|  | PRT_PRT_EF-LKR_ALL_ALL_dmp prt gov-led c++ | Demand Management: Gov-led C++ Hybrid | Opex |  |  | Total
|  | PRT_PRT_EF-LKR_ALL_ALL_dmp prt gov-led c++ | Demand Management: Gov-led C++ Hybrid | Financing Cost |  |  | Total
|  | PRT_PRT_EF-LKR_ALL_ALL_dmp prt gov-led c++ | Demand Management: Gov-led C++ Hybrid | Discount Rate |  |  | Total | [6 empty] | 0.035 | 0.035 | 0.035 | 0.035 | 0.035 | 0.035 | 0.035 | 0.035 | 0.035 | 0.035 | 0.035 | 0.035 | 0.035 | 0.035 | 0.035 | 0.035 | 0.035 | 0.035 | 0.035 | 0.035 | 0.035 | 0.035 | 0.035 | 0.035 | 0.035 | 0.035 | 0.035 | 0.035 | 0.035 | 0.035 | 0.03 | 0.03 | 0.03 | 0.03 | 0.03 | 0.03 | 0.03 | 0.03 | 0.03 | 0.03 | 0.03 | 0.03 | 0.03 | 0.03 | 0.03 | 0.03 | 0.03 | 0.03 | 0.03 | 0.03 | 0.03 | 0.03 | 0.03 | 0.03 | 0.03 | 0.03 | 0.03 | 0.03 | 0.03 | 0.03 | 0.03 | 0.03 | 0.03 | 0.03 | 0.03 | 0.03 | 0.03 | 0.03 | 0.03 | 0.03 | 0.03 | 0.03 | 0.03 | 0.03 | 0.03 | 0.025 | 0.025 | 0.025 | 0.025 | 0.025
|  | PRT_PRT_EF-LKR_ALL_ALL_dmp prt gov-led c++ | Demand Management: Gov-led C++ Hybrid | Discount Factor |  |  | Total | [6 empty] | 0.96618 | 0.93351 | 0.90194 | 0.87144 | 0.84197 | 0.8135 | 0.78599 | 0.75941 | 0.73373 | 0.70892 | 0.68495 | 0.66178 | 0.6394 | 0.61778 | 0.59689 | 0.57671 | 0.5572 | 0.53836 | 0.52016 | 0.50257 | 0.48557 | 0.46915 | 0.45329 | 0.43796 | 0.42315 | 0.40884 | 0.39501 | 0.38165 | 0.36875 | 0.35628 | 0.3459 | 0.33583 | 0.32605 | 0.31655 | 0.30733 | 0.29838 | 0.28969 | 0.28125 | 0.27306 | 0.2651 | 0.25738 | 0.24989 | 0.24261 | 0.23554 | 0.22868 | 0.22202 | 0.21555 | 0.20928 | 0.20318 | 0.19726 | 0.19152 | 0.18594 | 0.18052 | 0.17527 | 0.17016 | 0.1652 | 0.16039 | 0.15572 | 0.15119 | 0.14678 | 0.14251 | 0.13836 | 0.13433 | 0.13041 | 0.12662 | 0.12293 | 0.11935 | 0.11587 | 0.1125 | 0.10922 | 0.10604 | 0.10295 | 0.099951 | 0.09704 | 0.094214 | 0.091916 | 0.089674 | 0.087487 | 0.085353 | 0.083271
|  | PRT_PRT_EF-LKR_ALL_ALL_dmp prt gov-led c++ | Demand Management: Gov-led C++ Hybrid | Capex | Costed Risk |  | Fixed
|  | PRT_PRT_EF-LKR_ALL_ALL_dmp prt gov-led c++ | Demand Management: Gov-led C++ Hybrid | Capex | Optimism Bias |  | Fixed
|  | PRT_PRT_EF-LKR_ALL_ALL_dmp prt gov-led c++ | Demand Management: Gov-led C++ Hybrid | Net Present Cost (NPC) |  |  | Total
|  | PRT_PRT_EF-LKR_ALL_ALL_dmp prt gov-led c++ | Demand Management: Gov-led C++ Hybrid | Total NPC |  |  | Total | bar: 2019-20 to 2023-24
|  | PRT_PRT_EF-LKR_ALL_ALL_dmp prt gov-led d hy | Demand Management: Gov-led D Hybrid | Capex |  |  | Total
|  | PRT_PRT_EF-LKR_ALL_ALL_dmp prt gov-led d hy | Demand Management: Gov-led D Hybrid | Opex |  |  | Total
|  | PRT_PRT_EF-LKR_ALL_ALL_dmp prt gov-led d hy | Demand Management: Gov-led D Hybrid | Financing Cost |  |  | Total
|  | PRT_PRT_EF-LKR_ALL_ALL_dmp prt gov-led d hy | Demand Management: Gov-led D Hybrid | Discount Rate |  |  | Total | [6 empty] | 0.035 | 0.035 | 0.035 | 0.035 | 0.035 | 0.035 | 0.035 | 0.035 | 0.035 | 0.035 | 0.035 | 0.035 | 0.035 | 0.035 | 0.035 | 0.035 | 0.035 | 0.035 | 0.035 | 0.035 | 0.035 | 0.035 | 0.035 | 0.035 | 0.035 | 0.035 | 0.035 | 0.035 | 0.035 | 0.035 | 0.03 | 0.03 | 0.03 | 0.03 | 0.03 | 0.03 | 0.03 | 0.03 | 0.03 | 0.03 | 0.03 | 0.03 | 0.03 | 0.03 | 0.03 | 0.03 | 0.03 | 0.03 | 0.03 | 0.03 | 0.03 | 0.03 | 0.03 | 0.03 | 0.03 | 0.03 | 0.03 | 0.03 | 0.03 | 0.03 | 0.03 | 0.03 | 0.03 | 0.03 | 0.03 | 0.03 | 0.03 | 0.03 | 0.03 | 0.03 | 0.03 | 0.03 | 0.03 | 0.03 | 0.03 | 0.025 | 0.025 | 0.025 | 0.025 | 0.025
|  | PRT_PRT_EF-LKR_ALL_ALL_dmp prt gov-led d hy | Demand Management: Gov-led D Hybrid | Discount Factor |  |  | Total | [6 empty] | 0.96618 | 0.93351 | 0.90194 | 0.87144 | 0.84197 | 0.8135 | 0.78599 | 0.75941 | 0.73373 | 0.70892 | 0.68495 | 0.66178 | 0.6394 | 0.61778 | 0.59689 | 0.57671 | 0.5572 | 0.53836 | 0.52016 | 0.50257 | 0.48557 | 0.46915 | 0.45329 | 0.43796 | 0.42315 | 0.40884 | 0.39501 | 0.38165 | 0.36875 | 0.35628 | 0.3459 | 0.33583 | 0.32605 | 0.31655 | 0.30733 | 0.29838 | 0.28969 | 0.28125 | 0.27306 | 0.2651 | 0.25738 | 0.24989 | 0.24261 | 0.23554 | 0.22868 | 0.22202 | 0.21555 | 0.20928 | 0.20318 | 0.19726 | 0.19152 | 0.18594 | 0.18052 | 0.17527 | 0.17016 | 0.1652 | 0.16039 | 0.15572 | 0.15119 | 0.14678 | 0.14251 | 0.13836 | 0.13433 | 0.13041 | 0.12662 | 0.12293 | 0.11935 | 0.11587 | 0.1125 | 0.10922 | 0.10604 | 0.10295 | 0.099951 | 0.09704 | 0.094214 | 0.091916 | 0.089674 | 0.087487 | 0.085353 | 0.083271
|  | PRT_PRT_EF-LKR_ALL_ALL_dmp prt gov-led d hy | Demand Management: Gov-led D Hybrid | Capex | Costed Risk |  | Fixed
|  | PRT_PRT_EF-LKR_ALL_ALL_dmp prt gov-led d hy | Demand Management: Gov-led D Hybrid | Capex | Optimism Bias |  | Fixed
|  | PRT_PRT_EF-LKR_ALL_ALL_dmp prt gov-led d hy | Demand Management: Gov-led D Hybrid | Net Present Cost (NPC) |  |  | Total
|  | PRT_PRT_EF-LKR_ALL_ALL_dmp prt gov-led d hy | Demand Management: Gov-led D Hybrid | Total NPC |  |  | Total | bar: 2019-20 to 2023-24
|  | PRT_PRT_EF-LKR_ALL_ALL_dmp prt gov-led e hy | Demand Management: Gov-led E Hybrid | Capex |  |  | Total
|  | PRT_PRT_EF-LKR_ALL_ALL_dmp prt gov-led e hy | Demand Management: Gov-led E Hybrid | Opex |  |  | Total
|  | PRT_PRT_EF-LKR_ALL_ALL_dmp prt gov-led e hy | Demand Management: Gov-led E Hybrid | Financing Cost |  |  | Total
|  | PRT_PRT_EF-LKR_ALL_ALL_dmp prt gov-led e hy | Demand Management: Gov-led E Hybrid | Discount Rate |  |  | Total | [6 empty] | 0.035 | 0.035 | 0.035 | 0.035 | 0.035 | 0.035 | 0.035 | 0.035 | 0.035 | 0.035 | 0.035 | 0.035 | 0.035 | 0.035 | 0.035 | 0.035 | 0.035 | 0.035 | 0.035 | 0.035 | 0.035 | 0.035 | 0.035 | 0.035 | 0.035 | 0.035 | 0.035 | 0.035 | 0.035 | 0.035 | 0.03 | 0.03 | 0.03 | 0.03 | 0.03 | 0.03 | 0.03 | 0.03 | 0.03 | 0.03 | 0.03 | 0.03 | 0.03 | 0.03 | 0.03 | 0.03 | 0.03 | 0.03 | 0.03 | 0.03 | 0.03 | 0.03 | 0.03 | 0.03 | 0.03 | 0.03 | 0.03 | 0.03 | 0.03 | 0.03 | 0.03 | 0.03 | 0.03 | 0.03 | 0.03 | 0.03 | 0.03 | 0.03 | 0.03 | 0.03 | 0.03 | 0.03 | 0.03 | 0.03 | 0.03 | 0.025 | 0.025 | 0.025 | 0.025 | 0.025
|  | PRT_PRT_EF-LKR_ALL_ALL_dmp prt gov-led e hy | Demand Management: Gov-led E Hybrid | Discount Factor |  |  | Total | [6 empty] | 0.96618 | 0.93351 | 0.90194 | 0.87144 | 0.84197 | 0.8135 | 0.78599 | 0.75941 | 0.73373 | 0.70892 | 0.68495 | 0.66178 | 0.6394 | 0.61778 | 0.59689 | 0.57671 | 0.5572 | 0.53836 | 0.52016 | 0.50257 | 0.48557 | 0.46915 | 0.45329 | 0.43796 | 0.42315 | 0.40884 | 0.39501 | 0.38165 | 0.36875 | 0.35628 | 0.3459 | 0.33583 | 0.32605 | 0.31655 | 0.30733 | 0.29838 | 0.28969 | 0.28125 | 0.27306 | 0.2651 | 0.25738 | 0.24989 | 0.24261 | 0.23554 | 0.22868 | 0.22202 | 0.21555 | 0.20928 | 0.20318 | 0.19726 | 0.19152 | 0.18594 | 0.18052 | 0.17527 | 0.17016 | 0.1652 | 0.16039 | 0.15572 | 0.15119 | 0.14678 | 0.14251 | 0.13836 | 0.13433 | 0.13041 | 0.12662 | 0.12293 | 0.11935 | 0.11587 | 0.1125 | 0.10922 | 0.10604 | 0.10295 | 0.099951 | 0.09704 | 0.094214 | 0.091916 | 0.089674 | 0.087487 | 0.085353 | 0.083271
|  | PRT_PRT_EF-LKR_ALL_ALL_dmp prt gov-led e hy | Demand Management: Gov-led E Hybrid | Capex | Costed Risk |  | Fixed
|  | PRT_PRT_EF-LKR_ALL_ALL_dmp prt gov-led e hy | Demand Management: Gov-led E Hybrid | Capex | Optimism Bias |  | Fixed
|  | PRT_PRT_EF-LKR_ALL_ALL_dmp prt gov-led e hy | Demand Management: Gov-led E Hybrid | Net Present Cost (NPC) |  |  | Total
|  | PRT_PRT_EF-LKR_ALL_ALL_dmp prt gov-led e hy | Demand Management: Gov-led E Hybrid | Total NPC |  |  | Total | bar: 2019-20 to 2023-24
|  | PRT_PRT_EF-LKR_ALL_ALL_dmp prt gov-led f hy | Demand Management: Gov-led F Hybrid | Capex |  |  | Total
|  | PRT_PRT_EF-LKR_ALL_ALL_dmp prt gov-led f hy | Demand Management: Gov-led F Hybrid | Opex |  |  | Total
|  | PRT_PRT_EF-LKR_ALL_ALL_dmp prt gov-led f hy | Demand Management: Gov-led F Hybrid | Financing Cost |  |  | Total
|  | PRT_PRT_EF-LKR_ALL_ALL_dmp prt gov-led f hy | Demand Management: Gov-led F Hybrid | Discount Rate |  |  | Total | [6 empty] | 0.035 | 0.035 | 0.035 | 0.035 | 0.035 | 0.035 | 0.035 | 0.035 | 0.035 | 0.035 | 0.035 | 0.035 | 0.035 | 0.035 | 0.035 | 0.035 | 0.035 | 0.035 | 0.035 | 0.035 | 0.035 | 0.035 | 0.035 | 0.035 | 0.035 | 0.035 | 0.035 | 0.035 | 0.035 | 0.035 | 0.03 | 0.03 | 0.03 | 0.03 | 0.03 | 0.03 | 0.03 | 0.03 | 0.03 | 0.03 | 0.03 | 0.03 | 0.03 | 0.03 | 0.03 | 0.03 | 0.03 | 0.03 | 0.03 | 0.03 | 0.03 | 0.03 | 0.03 | 0.03 | 0.03 | 0.03 | 0.03 | 0.03 | 0.03 | 0.03 | 0.03 | 0.03 | 0.03 | 0.03 | 0.03 | 0.03 | 0.03 | 0.03 | 0.03 | 0.03 | 0.03 | 0.03 | 0.03 | 0.03 | 0.03 | 0.025 | 0.025 | 0.025 | 0.025 | 0.025
|  | PRT_PRT_EF-LKR_ALL_ALL_dmp prt gov-led f hy | Demand Management: Gov-led F Hybrid | Discount Factor |  |  | Total | [6 empty] | 0.96618 | 0.93351 | 0.90194 | 0.87144 | 0.84197 | 0.8135 | 0.78599 | 0.75941 | 0.73373 | 0.70892 | 0.68495 | 0.66178 | 0.6394 | 0.61778 | 0.59689 | 0.57671 | 0.5572 | 0.53836 | 0.52016 | 0.50257 | 0.48557 | 0.46915 | 0.45329 | 0.43796 | 0.42315 | 0.40884 | 0.39501 | 0.38165 | 0.36875 | 0.35628 | 0.3459 | 0.33583 | 0.32605 | 0.31655 | 0.30733 | 0.29838 | 0.28969 | 0.28125 | 0.27306 | 0.2651 | 0.25738 | 0.24989 | 0.24261 | 0.23554 | 0.22868 | 0.22202 | 0.21555 | 0.20928 | 0.20318 | 0.19726 | 0.19152 | 0.18594 | 0.18052 | 0.17527 | 0.17016 | 0.1652 | 0.16039 | 0.15572 | 0.15119 | 0.14678 | 0.14251 | 0.13836 | 0.13433 | 0.13041 | 0.12662 | 0.12293 | 0.11935 | 0.11587 | 0.1125 | 0.10922 | 0.10604 | 0.10295 | 0.099951 | 0.09704 | 0.094214 | 0.091916 | 0.089674 | 0.087487 | 0.085353 | 0.083271
|  | PRT_PRT_EF-LKR_ALL_ALL_dmp prt gov-led f hy | Demand Management: Gov-led F Hybrid | Capex | Costed Risk |  | Fixed
|  | PRT_PRT_EF-LKR_ALL_ALL_dmp prt gov-led f hy | Demand Management: Gov-led F Hybrid | Capex | Optimism Bias |  | Fixed
|  | PRT_PRT_EF-LKR_ALL_ALL_dmp prt gov-led f hy | Demand Management: Gov-led F Hybrid | Net Present Cost (NPC) |  |  | Total
|  | PRT_PRT_EF-LKR_ALL_ALL_dmp prt gov-led f hy | Demand Management: Gov-led F Hybrid | Total NPC |  |  | Total | bar: 2019-20 to 2023-24
|  | PRT_PRT_EF-LKR_ALL_ALL_dmp prt gov-led g hy | Demand Management: Gov-led G Hybrid | Capex |  |  | Total
|  | PRT_PRT_EF-LKR_ALL_ALL_dmp prt gov-led g hy | Demand Management: Gov-led G Hybrid | Opex |  |  | Total
|  | PRT_PRT_EF-LKR_ALL_ALL_dmp prt gov-led g hy | Demand Management: Gov-led G Hybrid | Financing Cost |  |  | Total
|  | PRT_PRT_EF-LKR_ALL_ALL_dmp prt gov-led g hy | Demand Management: Gov-led G Hybrid | Discount Rate |  |  | Total | [6 empty] | 0.035 | 0.035 | 0.035 | 0.035 | 0.035 | 0.035 | 0.035 | 0.035 | 0.035 | 0.035 | 0.035 | 0.035 | 0.035 | 0.035 | 0.035 | 0.035 | 0.035 | 0.035 | 0.035 | 0.035 | 0.035 | 0.035 | 0.035 | 0.035 | 0.035 | 0.035 | 0.035 | 0.035 | 0.035 | 0.035 | 0.03 | 0.03 | 0.03 | 0.03 | 0.03 | 0.03 | 0.03 | 0.03 | 0.03 | 0.03 | 0.03 | 0.03 | 0.03 | 0.03 | 0.03 | 0.03 | 0.03 | 0.03 | 0.03 | 0.03 | 0.03 | 0.03 | 0.03 | 0.03 | 0.03 | 0.03 | 0.03 | 0.03 | 0.03 | 0.03 | 0.03 | 0.03 | 0.03 | 0.03 | 0.03 | 0.03 | 0.03 | 0.03 | 0.03 | 0.03 | 0.03 | 0.03 | 0.03 | 0.03 | 0.03 | 0.025 | 0.025 | 0.025 | 0.025 | 0.025
|  | PRT_PRT_EF-LKR_ALL_ALL_dmp prt gov-led g hy | Demand Management: Gov-led G Hybrid | Discount Factor |  |  | Total | [6 empty] | 0.96618 | 0.93351 | 0.90194 | 0.87144 | 0.84197 | 0.8135 | 0.78599 | 0.75941 | 0.73373 | 0.70892 | 0.68495 | 0.66178 | 0.6394 | 0.61778 | 0.59689 | 0.57671 | 0.5572 | 0.53836 | 0.52016 | 0.50257 | 0.48557 | 0.46915 | 0.45329 | 0.43796 | 0.42315 | 0.40884 | 0.39501 | 0.38165 | 0.36875 | 0.35628 | 0.3459 | 0.33583 | 0.32605 | 0.31655 | 0.30733 | 0.29838 | 0.28969 | 0.28125 | 0.27306 | 0.2651 | 0.25738 | 0.24989 | 0.24261 | 0.23554 | 0.22868 | 0.22202 | 0.21555 | 0.20928 | 0.20318 | 0.19726 | 0.19152 | 0.18594 | 0.18052 | 0.17527 | 0.17016 | 0.1652 | 0.16039 | 0.15572 | 0.15119 | 0.14678 | 0.14251 | 0.13836 | 0.13433 | 0.13041 | 0.12662 | 0.12293 | 0.11935 | 0.11587 | 0.1125 | 0.10922 | 0.10604 | 0.10295 | 0.099951 | 0.09704 | 0.094214 | 0.091916 | 0.089674 | 0.087487 | 0.085353 | 0.083271
|  | PRT_PRT_EF-LKR_ALL_ALL_dmp prt gov-led g hy | Demand Management: Gov-led G Hybrid | Capex | Costed Risk |  | Fixed
|  | PRT_PRT_EF-LKR_ALL_ALL_dmp prt gov-led g hy | Demand Management: Gov-led G Hybrid | Capex | Optimism Bias |  | Fixed
|  | PRT_PRT_EF-LKR_ALL_ALL_dmp prt gov-led g hy | Demand Management: Gov-led G Hybrid | Net Present Cost (NPC) |  |  | Total
|  | PRT_PRT_EF-LKR_ALL_ALL_dmp prt gov-led g hy | Demand Management: Gov-led G Hybrid | Total NPC |  |  | Total | bar: 2019-20 to 2023-24
|  | PRT_PRT_EF-LKR_ALL_ALL_dmp prt gov-led h hy | Demand Management: Gov-led H Hybrid | Capex |  |  | Total
|  | PRT_PRT_EF-LKR_ALL_ALL_dmp prt gov-led h hy | Demand Management: Gov-led H Hybrid | Opex |  |  | Total
|  | PRT_PRT_EF-LKR_ALL_ALL_dmp prt gov-led h hy | Demand Management: Gov-led H Hybrid | Financing Cost |  |  | Total
|  | PRT_PRT_EF-LKR_ALL_ALL_dmp prt gov-led h hy | Demand Management: Gov-led H Hybrid | Discount Rate |  |  | Total | [6 empty] | 0.035 | 0.035 | 0.035 | 0.035 | 0.035 | 0.035 | 0.035 | 0.035 | 0.035 | 0.035 | 0.035 | 0.035 | 0.035 | 0.035 | 0.035 | 0.035 | 0.035 | 0.035 | 0.035 | 0.035 | 0.035 | 0.035 | 0.035 | 0.035 | 0.035 | 0.035 | 0.035 | 0.035 | 0.035 | 0.035 | 0.03 | 0.03 | 0.03 | 0.03 | 0.03 | 0.03 | 0.03 | 0.03 | 0.03 | 0.03 | 0.03 | 0.03 | 0.03 | 0.03 | 0.03 | 0.03 | 0.03 | 0.03 | 0.03 | 0.03 | 0.03 | 0.03 | 0.03 | 0.03 | 0.03 | 0.03 | 0.03 | 0.03 | 0.03 | 0.03 | 0.03 | 0.03 | 0.03 | 0.03 | 0.03 | 0.03 | 0.03 | 0.03 | 0.03 | 0.03 | 0.03 | 0.03 | 0.03 | 0.03 | 0.03 | 0.025 | 0.025 | 0.025 | 0.025 | 0.025
|  | PRT_PRT_EF-LKR_ALL_ALL_dmp prt gov-led h hy | Demand Management: Gov-led H Hybrid | Discount Factor |  |  | Total | [6 empty] | 0.96618 | 0.93351 | 0.90194 | 0.87144 | 0.84197 | 0.8135 | 0.78599 | 0.75941 | 0.73373 | 0.70892 | 0.68495 | 0.66178 | 0.6394 | 0.61778 | 0.59689 | 0.57671 | 0.5572 | 0.53836 | 0.52016 | 0.50257 | 0.48557 | 0.46915 | 0.45329 | 0.43796 | 0.42315 | 0.40884 | 0.39501 | 0.38165 | 0.36875 | 0.35628 | 0.3459 | 0.33583 | 0.32605 | 0.31655 | 0.30733 | 0.29838 | 0.28969 | 0.28125 | 0.27306 | 0.2651 | 0.25738 | 0.24989 | 0.24261 | 0.23554 | 0.22868 | 0.22202 | 0.21555 | 0.20928 | 0.20318 | 0.19726 | 0.19152 | 0.18594 | 0.18052 | 0.17527 | 0.17016 | 0.1652 | 0.16039 | 0.15572 | 0.15119 | 0.14678 | 0.14251 | 0.13836 | 0.13433 | 0.13041 | 0.12662 | 0.12293 | 0.11935 | 0.11587 | 0.1125 | 0.10922 | 0.10604 | 0.10295 | 0.099951 | 0.09704 | 0.094214 | 0.091916 | 0.089674 | 0.087487 | 0.085353 | 0.083271
|  | PRT_PRT_EF-LKR_ALL_ALL_dmp prt gov-led h hy | Demand Management: Gov-led H Hybrid | Capex | Costed Risk |  | Fixed
|  | PRT_PRT_EF-LKR_ALL_ALL_dmp prt gov-led h hy | Demand Management: Gov-led H Hybrid | Capex | Optimism Bias |  | Fixed
|  | PRT_PRT_EF-LKR_ALL_ALL_dmp prt gov-led h hy | Demand Management: Gov-led H Hybrid | Net Present Cost (NPC) |  |  | Total
|  | PRT_PRT_EF-LKR_ALL_ALL_dmp prt gov-led h hy | Demand Management: Gov-led H Hybrid | Total NPC |  |  | Total | bar: 2019-20 to 2023-24
|  | PRT_PRT_EF-LKR_ALL_ALL_leakage_alc high+ | Leakage reduction - Active Leakage Control - Company - High+ | Capex |  |  | Total | 2025-26: 0.81971; 2026-27: 0.8246; 2027-28: 0.8133; 2028-29: 0.94859; 2029-30: 0.95702; 2030-31: 1.0821; 2031-32: 0.94859; 2032-33: 0.96329; 2033-34: 0.90053; 2034-35: 0.90053; 2035-36: 1.0134; 2036-37: 0.90053; 2037-38: 0.95633; 2038-39: 0.93582; 2039-40: 0.91182; 2040-41: 1.0008; 2041-42: 0.93582; 2042-43: 0.91182; 2043-44: 0.91182; 2044-45: 0.98319; 2045-46: 1.0008; 2046-47: 0.91182; 2047-48: 0.94729; 2048-49: 0.91182; 2049-50: 0.91522; 2050-51: 1.0306; 2051-52: 0.95973; 2052-53: 0.91182; 2053-54: 0.95015; 2054-55: 0.91182; 2055-56: 1.0042; 2056-57: 0.94155; 2057-58: 0.91863; 2058-59: 0.95633; 2059-60: 0.95302; 2060-61: 1.0008; 2061-62: 0.91863; 2062-63: 0.94442; 2063-64: 0.91863; 2064-65: 0.91182; 2065-66: 1.0865; 2066-67: 0.91182; 2067-68: 0.92149; 2068-69: 0.94729; 2069-70: 1.0105; 2070-71: 0.91522; 2071-72: 0.95588; 2072-73: 0.95973; 2073-74: 0.92436; 2074-75: 1.0363
|  | PRT_PRT_EF-LKR_ALL_ALL_leakage_alc high+ | Leakage reduction - Active Leakage Control - Company - High+ | Opex |  |  | Total | 2025-26: 1.2366; 2026-27: 1.3178; 2027-28: 1.127; 2028-29: 1.127; 2029-30: 1.2288; 2030-31: 1.1765; 2031-32: 1.1254; 2032-33: 1.3657; 2033-34: 1.1254; 2034-35: 1.1254; 2035-36: 1.5144; 2036-37: 1.1254; 2037-38: 1.3161; 2038-39: 1.7126; 2039-40: 1.3161; 2040-41: 1.3161; 2041-42: 1.7126; 2042-43: 1.3161; 2043-44: 1.3161; 2044-45: 1.7622; 2045-46: 1.3161; 2046-47: 1.3161; 2047-48: 1.9108; 2048-49: 1.3161; 2049-50: 1.3657; 2050-51: 1.8117; 2051-52: 1.3657; 2052-53: 1.3161; 2053-54: 1.9604; 2054-55: 1.3161; 2055-56: 1.3657; 2056-57: 1.8117; 2057-58: 1.4153; 2058-59: 1.3161; 2059-60: 2.0099; 2060-61: 1.3161; 2061-62: 1.4153; 2062-63: 1.8613; 2063-64: 1.4153; 2064-65: 1.3161; 2065-66: 2.0099; 2066-67: 1.3161; 2067-68: 1.4648; 2068-69: 1.9108; 2069-70: 1.4648; 2070-71: 1.3657; 2071-72: 2.0595; 2072-73: 1.3657; 2073-74: 1.5144; 2074-75: 1.9108
|  | PRT_PRT_EF-LKR_ALL_ALL_leakage_alc high+ | Leakage reduction - Active Leakage Control - Company - High+ | Financing Cost |  |  | Total | [6 empty] | 0.012746 | 0.038315 | 0.063785 | 0.091182 | 0.12081 | 0.15252 | 0.1841 | 0.21383 | 0.24281 | 0.27082 | 0.30058 | 0.33034 | 0.35922 | 0.38864 | 0.41737 | 0.44711 | 0.47723 | 0.50596 | 0.53431 | 0.56378 | 0.59463 | 0.62438 | 0.65328 | 0.68219 | 0.7106 | 0.74086 | 0.77181 | 0.80091 | 0.82987 | 0.85882 | 0.88862 | 0.91887 | 0.9478 | 0.97695 | 1.0066 | 1.037 | 1.0669 | 1.0958 | 1.1248 | 1.1533 | 1.1844 | 1.2154 | 1.2439 | 1.273 | 1.3034 | 1.3334 | 1.3625 | 1.3923 | 1.4216 | 1.4521 | 1.4682 | 1.4682 | 1.4682 | 1.4682 | 1.4682 | 1.4682 | 1.4682 | 1.4682 | 1.4682 | 1.4682 | 1.4682 | 1.4682 | 1.4682 | 1.4682 | 1.4682 | 1.4682 | 1.4682 | 1.4682 | 1.4682 | 1.4682 | 1.4682 | 1.4682 | 1.4682 | 1.4682 | 1.4682 | 1.4682 | 1.4682 | 1.4682 | 1.4682 | 1.4682
|  | PRT_PRT_EF-LKR_ALL_ALL_leakage_alc high+ | Leakage reduction - Active Leakage Control - Company - High+ | Discount Rate |  |  | Total | [6 empty] | 0.035 | 0.035 | 0.035 | 0.035 | 0.035 | 0.035 | 0.035 | 0.035 | 0.035 | 0.035 | 0.035 | 0.035 | 0.035 | 0.035 | 0.035 | 0.035 | 0.035 | 0.035 | 0.035 | 0.035 | 0.035 | 0.035 | 0.035 | 0.035 | 0.035 | 0.035 | 0.035 | 0.035 | 0.035 | 0.035 | 0.03 | 0.03 | 0.03 | 0.03 | 0.03 | 0.03 | 0.03 | 0.03 | 0.03 | 0.03 | 0.03 | 0.03 | 0.03 | 0.03 | 0.03 | 0.03 | 0.03 | 0.03 | 0.03 | 0.03 | 0.03 | 0.03 | 0.03 | 0.03 | 0.03 | 0.03 | 0.03 | 0.03 | 0.03 | 0.03 | 0.03 | 0.03 | 0.03 | 0.03 | 0.03 | 0.03 | 0.03 | 0.03 | 0.03 | 0.03 | 0.03 | 0.03 | 0.03 | 0.03 | 0.03 | 0.025 | 0.025 | 0.025 | 0.025 | 0.025
|  | PRT_PRT_EF-LKR_ALL_ALL_leakage_alc high+ | Leakage reduction - Active Leakage Control - Company - High+ | Discount Factor |  |  | Total | [6 empty] | 0.96618 | 0.93351 | 0.90194 | 0.87144 | 0.84197 | 0.8135 | 0.78599 | 0.75941 | 0.73373 | 0.70892 | 0.68495 | 0.66178 | 0.6394 | 0.61778 | 0.59689 | 0.57671 | 0.5572 | 0.53836 | 0.52016 | 0.50257 | 0.48557 | 0.46915 | 0.45329 | 0.43796 | 0.42315 | 0.40884 | 0.39501 | 0.38165 | 0.36875 | 0.35628 | 0.3459 | 0.33583 | 0.32605 | 0.31655 | 0.30733 | 0.29838 | 0.28969 | 0.28125 | 0.27306 | 0.2651 | 0.25738 | 0.24989 | 0.24261 | 0.23554 | 0.22868 | 0.22202 | 0.21555 | 0.20928 | 0.20318 | 0.19726 | 0.19152 | 0.18594 | 0.18052 | 0.17527 | 0.17016 | 0.1652 | 0.16039 | 0.15572 | 0.15119 | 0.14678 | 0.14251 | 0.13836 | 0.13433 | 0.13041 | 0.12662 | 0.12293 | 0.11935 | 0.11587 | 0.1125 | 0.10922 | 0.10604 | 0.10295 | 0.099951 | 0.09704 | 0.094214 | 0.091916 | 0.089674 | 0.087487 | 0.085353 | 0.083271
|  | PRT_PRT_EF-LKR_ALL_ALL_leakage_alc high+ | Leakage reduction - Active Leakage Control - Company - High+ | Capex | Costed Risk |  | Fixed
|  | PRT_PRT_EF-LKR_ALL_ALL_leakage_alc high+ | Leakage reduction - Active Leakage Control - Company - High+ | Capex | Optimism Bias |  | Fixed
|  | PRT_PRT_EF-LKR_ALL_ALL_leakage_alc high+ | Leakage reduction - Active Leakage Control - Company - High+ | Net Present Cost (NPC) |  |  | Total | [6 empty] | 1.2071 | 1.2659 | 1.074 | 1.0616 | 1.1363 | 1.0812 | 1.0292 | 1.1995 | 1.0039 | 0.98978 | 1.2431 | 0.96336 | 1.0712 | 1.2981 | 1.0347 | 1.0169 | 1.2202 | 0.98095 | 0.96253 | 1.1689 | 0.92782 | 0.9104 | 1.1623 | 0.87519 | 0.87858 | 1.0436 | 0.84434 | 0.80799 | 1.0289 | 0.77489 | 0.77977 | 0.917 | 0.77046 | 0.72588 | 0.92708 | 0.70213 | 0.71904 | 0.83169 | 0.69359 | 0.65466 | 0.82216 | 0.63261 | 0.65717 | 0.74992 | 0.63305 | 0.59925 | 0.73762 | 0.57718 | 0.59653 | 0.66337 | 0.28118 | 0.27299 | 0.26504 | 0.25732 | 0.24982 | 0.24255 | 0.23548 | 0.22862 | 0.22197 | 0.2155 | 0.20922 | 0.20313 | 0.19721 | 0.19147 | 0.18589 | 0.18048 | 0.17522 | 0.17012 | 0.16516 | 0.16035 | 0.15568 | 0.15115 | 0.14675 | 0.14247 | 0.13832 | 0.13495 | 0.13166 | 0.12845 | 0.12531 | 0.12226
|  | PRT_PRT_EF-LKR_ALL_ALL_leakage_alc high+ | Leakage reduction - Active Leakage Control - Company - High+ | Total NPC |  |  | Total | 2019-20: 51.3384
|  | PRT_PRT_EF-LKR_ALL_ALL_leakage_alc_med | Leakage reduction - Active Leakage Control - Medium | Capex |  |  | Total | [6 empty] | 0.55899 | 0.59498 | 0.60442 | 0.61387 | 0.62331 | 0.62331 | 0.62331 | 0.62857 | 0.62857 | 0.63908 | 0.64433 | 0.64959 | 0.6601 | 0.66536 | 0.67587 | 0.68638 | 0.69163 | 0.70215 | 0.71266 | 0.72317 | 0.73368 | 0.74419 | 1.1964 | 1.3681 | 1.2945 | 0.90193 | 0.85285 | 0.87739 | 0.87739 | 0.90193 | 0.85285 | 0.87739 | 0.87739 | 0.85285 | 0.90193 | 0.85285 | 0.90193 | 0.85285 | 0.87739 | 0.85285 | 0.90193 | 0.85285 | 0.87739 | 0.87739 | 0.85285 | 0.87739 | 0.87739 | 0.87739 | 0.85285 | 0.87739 | 0.85285 | 0.87739 | 0.87739 | 0.85285 | 0.87739 | 0.87739 | 0.85285 | 0.85285 | 0.87739 | 0.87739 | 0.85285 | 0.85285 | 0.87739 | 0.87739 | 0.85285 | 0.85285 | 0.87739 | 0.85285 | 0.85285 | 0.87739 | 0.85285 | 0.87739 | 0.85285 | 0.85285 | 0.87739
|  | PRT_PRT_EF-LKR_ALL_ALL_leakage_alc_med | Leakage reduction - Active Leakage Control - Medium | Opex |  |  | Total | [6 empty] | 2.2776 | 2.3919 | 2.4991 | 2.6032 | 2.7043 | 2.8304 | 2.8099 | 3.0453 | 3.0218 | 3.2199 | 3.3025 | 3.3821 | 3.5649 | 3.6368 | 3.8088 | 3.9746 | 4.0343 | 4.1894 | 4.3384 | 4.4812 | 4.6179 | 4.7485 | 4.8729 | 4.8729 | 4.8729 | 4.8729 | 4.8729 | 4.8729 | 4.8729 | 4.8729 | 4.8729 | 4.8729 | 4.8729 | 4.8729 | 4.8729 | 4.8729 | 4.8729 | 4.8729 | 4.8729 | 4.8729 | 4.8729 | 4.8729 | 4.8729 | 4.8729 | 4.8729 | 4.8729 | 4.8729 | 4.8729 | 4.8729 | 4.8729 | 4.8729 | 4.8729 | 4.8729 | 4.8729 | 4.8729 | 4.8729 | 4.8729 | 4.8729 | 4.8729 | 4.8729 | 4.8729 | 4.8729 | 4.8729 | 4.8729 | 4.8729 | 4.8729 | 4.8729 | 4.8729 | 4.8729 | 4.8729 | 4.8729 | 4.8729 | 4.8729 | 4.8729 | 4.8729
|  | PRT_PRT_EF-LKR_ALL_ALL_leakage_alc_med | Leakage reduction - Active Leakage Control - Medium | Financing Cost |  |  | Total | [6 empty] | 0.0086923 | 0.026636 | 0.045287 | 0.064232 | 0.08347 | 0.10285 | 0.12224 | 0.14171 | 0.16125 | 0.18097 | 0.20092 | 0.22104 | 0.24141 | 0.26202 | 0.28288 | 0.30406 | 0.32549 | 0.34716 | 0.36916 | 0.39149 | 0.41414 | 0.43712 | 0.4673 | 0.50718 | 0.54858 | 0.58274 | 0.61002 | 0.63693 | 0.66422 | 0.69188 | 0.71917 | 0.74608 | 0.77336 | 0.80027 | 0.82756 | 0.85484 | 0.88213 | 0.90942 | 0.93632 | 0.96323 | 0.99051 | 1.0178 | 1.0447 | 1.072 | 1.0989 | 1.1258 | 1.1531 | 1.1804 | 1.2073 | 1.2342 | 1.2611 | 1.288 | 1.3153 | 1.3422 | 1.3691 | 1.3964 | 1.4233 | 1.4498 | 1.4767 | 1.504 | 1.5309 | 1.5574 | 1.5843 | 1.6116 | 1.6385 | 1.6651 | 1.692 | 1.7189 | 1.7454 | 1.7723 | 1.7992 | 1.8261 | 1.853 | 1.8795 | 1.9064 | 1.9201 | 1.9201 | 1.9201 | 1.9201 | 1.9201
|  | PRT_PRT_EF-LKR_ALL_ALL_leakage_alc_med | Leakage reduction - Active Leakage Control - Medium | Discount Rate |  |  | Total | [6 empty] | 0.035 | 0.035 | 0.035 | 0.035 | 0.035 | 0.035 | 0.035 | 0.035 | 0.035 | 0.035 | 0.035 | 0.035 | 0.035 | 0.035 | 0.035 | 0.035 | 0.035 | 0.035 | 0.035 | 0.035 | 0.035 | 0.035 | 0.035 | 0.035 | 0.035 | 0.035 | 0.035 | 0.035 | 0.035 | 0.035 | 0.03 | 0.03 | 0.03 | 0.03 | 0.03 | 0.03 | 0.03 | 0.03 | 0.03 | 0.03 | 0.03 | 0.03 | 0.03 | 0.03 | 0.03 | 0.03 | 0.03 | 0.03 | 0.03 | 0.03 | 0.03 | 0.03 | 0.03 | 0.03 | 0.03 | 0.03 | 0.03 | 0.03 | 0.03 | 0.03 | 0.03 | 0.03 | 0.03 | 0.03 | 0.03 | 0.03 | 0.03 | 0.03 | 0.03 | 0.03 | 0.03 | 0.03 | 0.03 | 0.03 | 0.03 | 0.025 | 0.025 | 0.025 | 0.025 | 0.025
|  | PRT_PRT_EF-LKR_ALL_ALL_leakage_alc_med | Leakage reduction - Active Leakage Control - Medium | Discount Factor |  |  | Total | [6 empty] | 0.96618 | 0.93351 | 0.90194 | 0.87144 | 0.84197 | 0.8135 | 0.78599 | 0.75941 | 0.73373 | 0.70892 | 0.68495 | 0.66178 | 0.6394 | 0.61778 | 0.59689 | 0.57671 | 0.5572 | 0.53836 | 0.52016 | 0.50257 | 0.48557 | 0.46915 | 0.45329 | 0.43796 | 0.42315 | 0.40884 | 0.39501 | 0.38165 | 0.36875 | 0.35628 | 0.3459 | 0.33583 | 0.32605 | 0.31655 | 0.30733 | 0.29838 | 0.28969 | 0.28125 | 0.27306 | 0.2651 | 0.25738 | 0.24989 | 0.24261 | 0.23554 | 0.22868 | 0.22202 | 0.21555 | 0.20928 | 0.20318 | 0.19726 | 0.19152 | 0.18594 | 0.18052 | 0.17527 | 0.17016 | 0.1652 | 0.16039 | 0.15572 | 0.15119 | 0.14678 | 0.14251 | 0.13836 | 0.13433 | 0.13041 | 0.12662 | 0.12293 | 0.11935 | 0.11587 | 0.1125 | 0.10922 | 0.10604 | 0.10295 | 0.099951 | 0.09704 | 0.094214 | 0.091916 | 0.089674 | 0.087487 | 0.085353 | 0.083271
|  | PRT_PRT_EF-LKR_ALL_ALL_leakage_alc_med | Leakage reduction - Active Leakage Control - Medium | Capex | Costed Risk |  | Fixed
|  | PRT_PRT_EF-LKR_ALL_ALL_leakage_alc_med | Leakage reduction - Active Leakage Control - Medium | Capex | Optimism Bias |  | Fixed
|  | PRT_PRT_EF-LKR_ALL_ALL_leakage_alc_med | Leakage reduction - Active Leakage Control - Medium | Net Present Cost (NPC) |  |  | Total | [6 empty] | 2.2089 | 2.2577 | 2.2949 | 2.3246 | 2.3472 | 2.3862 | 2.3047 | 2.4203 | 2.3355 | 2.4109 | 2.3997 | 2.3845 | 2.4337 | 2.4086 | 2.4423 | 2.4676 | 2.4293 | 2.4423 | 2.4487 | 2.4489 | 2.4434 | 2.4328 | 2.4206 | 2.3563 | 2.2941 | 2.2305 | 2.1658 | 2.1029 | 2.0418 | 1.9826 | 1.9343 | 1.887 | 1.8409 | 1.7958 | 1.7519 | 1.709 | 1.6672 | 1.6263 | 1.5863 | 1.5472 | 1.5091 | 1.472 | 1.4357 | 1.4003 | 1.3656 | 1.3318 | 1.2989 | 1.2668 | 1.2354 | 1.2047 | 1.1748 | 1.1456 | 1.1171 | 1.0893 | 1.0621 | 1.0357 | 1.0099 | 0.98458 | 0.95997 | 0.93602 | 0.91259 | 0.88968 | 0.86738 | 0.84567 | 0.82445 | 0.8037 | 0.7835 | 0.7638 | 0.74453 | 0.72579 | 0.7075 | 0.68966 | 0.67227 | 0.65526 | 0.63871 | 0.17649 | 0.17218 | 0.16798 | 0.16388 | 0.15989
|  | PRT_PRT_EF-LKR_ALL_ALL_leakage_alc_med | Leakage reduction - Active Leakage Control - Medium | Total NPC |  |  | Total | 2019-20: 123.8135
|  | PRT_PRT_EF-LKR_ALL_ALL_leakage_custen high+ | Leakage reduction - Customer engagement / education / incentives - Non-Household - Company - High+ | Capex |  |  | Total
|  | PRT_PRT_EF-LKR_ALL_ALL_leakage_custen high+ | Leakage reduction - Customer engagement / education / incentives - Non-Household - Company - High+ | Opex |  |  | Total | 2030-31: 0.0042724; 2031-32: 0.0042724; 2032-33: 0.0042724; 2033-34: 0.0042724; 2034-35: 0.0042724; 2035-36: 0.0042724; 2036-37: 0.0042724; 2037-38: 0.0042724; 2038-39: 0.0042724; 2039-40: 0.0042724; 2040-41: 0.0042724; 2041-42: 0.0042724; 2042-43: 0.0042724; 2043-44: 0.0042724; 2044-45: 0.0042724; 2045-46: 0.0042724; 2046-47: 0.0042724; 2047-48: 0.0042724; 2048-49: 0.0042724; 2049-50: 0.0042724; 2050-51: 0.0042724; 2051-52: 0.0042724; 2052-53: 0.0042724; 2053-54: 0.0042724; 2054-55: 0.0042724; 2055-56: 0.0042724; 2056-57: 0.0042724; 2057-58: 0.0042724; 2058-59: 0.0042724; 2059-60: 0.0042724; 2060-61: 0.0042724; 2061-62: 0.0042724; 2062-63: 0.0042724; 2063-64: 0.0042724; 2064-65: 0.0042724; 2065-66: 0.0042724; 2066-67: 0.0042724; 2067-68: 0.0042724; 2068-69: 0.0042724; 2069-70: 0.0042724; 2070-71: 0.0042724; 2071-72: 0.0042724; 2072-73: 0.0042724; 2073-74: 0.0042724; 2074-75: 0.0042724
|  | PRT_PRT_EF-LKR_ALL_ALL_leakage_custen high+ | Leakage reduction - Customer engagement / education / incentives - Non-Household - Company - High+ | Financing Cost |  |  | Total
|  | PRT_PRT_EF-LKR_ALL_ALL_leakage_custen high+ | Leakage reduction - Customer engagement / education / incentives - Non-Household - Company - High+ | Discount Rate |  |  | Total | [6 empty] | 0.035 | 0.035 | 0.035 | 0.035 | 0.035 | 0.035 | 0.035 | 0.035 | 0.035 | 0.035 | 0.035 | 0.035 | 0.035 | 0.035 | 0.035 | 0.035 | 0.035 | 0.035 | 0.035 | 0.035 | 0.035 | 0.035 | 0.035 | 0.035 | 0.035 | 0.035 | 0.035 | 0.035 | 0.035 | 0.035 | 0.03 | 0.03 | 0.03 | 0.03 | 0.03 | 0.03 | 0.03 | 0.03 | 0.03 | 0.03 | 0.03 | 0.03 | 0.03 | 0.03 | 0.03 | 0.03 | 0.03 | 0.03 | 0.03 | 0.03 | 0.03 | 0.03 | 0.03 | 0.03 | 0.03 | 0.03 | 0.03 | 0.03 | 0.03 | 0.03 | 0.03 | 0.03 | 0.03 | 0.03 | 0.03 | 0.03 | 0.03 | 0.03 | 0.03 | 0.03 | 0.03 | 0.03 | 0.03 | 0.03 | 0.03 | 0.025 | 0.025 | 0.025 | 0.025 | 0.025
|  | PRT_PRT_EF-LKR_ALL_ALL_leakage_custen high+ | Leakage reduction - Customer engagement / education / incentives - Non-Household - Company - High+ | Discount Factor |  |  | Total | [6 empty] | 0.96618 | 0.93351 | 0.90194 | 0.87144 | 0.84197 | 0.8135 | 0.78599 | 0.75941 | 0.73373 | 0.70892 | 0.68495 | 0.66178 | 0.6394 | 0.61778 | 0.59689 | 0.57671 | 0.5572 | 0.53836 | 0.52016 | 0.50257 | 0.48557 | 0.46915 | 0.45329 | 0.43796 | 0.42315 | 0.40884 | 0.39501 | 0.38165 | 0.36875 | 0.35628 | 0.3459 | 0.33583 | 0.32605 | 0.31655 | 0.30733 | 0.29838 | 0.28969 | 0.28125 | 0.27306 | 0.2651 | 0.25738 | 0.24989 | 0.24261 | 0.23554 | 0.22868 | 0.22202 | 0.21555 | 0.20928 | 0.20318 | 0.19726 | 0.19152 | 0.18594 | 0.18052 | 0.17527 | 0.17016 | 0.1652 | 0.16039 | 0.15572 | 0.15119 | 0.14678 | 0.14251 | 0.13836 | 0.13433 | 0.13041 | 0.12662 | 0.12293 | 0.11935 | 0.11587 | 0.1125 | 0.10922 | 0.10604 | 0.10295 | 0.099951 | 0.09704 | 0.094214 | 0.091916 | 0.089674 | 0.087487 | 0.085353 | 0.083271
|  | PRT_PRT_EF-LKR_ALL_ALL_leakage_custen high+ | Leakage reduction - Customer engagement / education / incentives - Non-Household - Company - High+ | Capex | Costed Risk |  | Fixed
|  | PRT_PRT_EF-LKR_ALL_ALL_leakage_custen high+ | Leakage reduction - Customer engagement / education / incentives - Non-Household - Company - High+ | Capex | Optimism Bias |  | Fixed
|  | PRT_PRT_EF-LKR_ALL_ALL_leakage_custen high+ | Leakage reduction - Customer engagement / education / incentives - Non-Household - Company - High+ | Net Present Cost (NPC) |  |  | Total | 2030-31: 0.0034756; 2031-32: 0.0033581; 2032-33: 0.0032445; 2033-34: 0.0031348; 2034-35: 0.0030288; 2035-36: 0.0029264; 2036-37: 0.0028274; 2037-38: 0.0027318; 2038-39: 0.0026394; 2039-40: 0.0025502; 2040-41: 0.0024639; 2041-42: 0.0023806; 2042-43: 0.0023001; 2043-44: 0.0022223; 2044-45: 0.0021472; 2045-46: 0.0020746; 2046-47: 0.0020044; 2047-48: 0.0019366; 2048-49: 0.0018711; 2049-50: 0.0018079; 2050-51: 0.0017467; 2051-52: 0.0016877; 2052-53: 0.0016306; 2053-54: 0.0015754; 2054-55: 0.0015222; 2055-56: 0.0014778; 2056-57: 0.0014348; 2057-58: 0.001393; 2058-59: 0.0013524; 2059-60: 0.001313; 2060-61: 0.0012748; 2061-62: 0.0012377; 2062-63: 0.0012016; 2063-64: 0.0011666; 2064-65: 0.0011326; 2065-66: 0.0010996; 2066-67: 0.0010676; 2067-68: 0.0010365; 2068-69: 0.0010063; 2069-70: 0.00097702; 2070-71: 0.00094857; 2071-72: 0.00092094; 2072-73: 0.00089412; 2073-74: 0.00086807; 2074-75: 0.00084279
|  | PRT_PRT_EF-LKR_ALL_ALL_leakage_custen high+ | Leakage reduction - Customer engagement / education / incentives - Non-Household - Company - High+ | Total NPC |  |  | Total | 2019-20: 0.081934
|  | PRT_PRT_EF-WEF_ALL_ALL_audit_hh high+ | Household audit - Company - High+ | Capex |  |  | Total
|  | PRT_PRT_EF-WEF_ALL_ALL_audit_hh high+ | Household audit - Company - High+ | Opex |  |  | Total | 2025-26: 0.10681; 2026-27: 0.10681; 2027-28: 0.10681; 2028-29: 0.09613; 2029-30: 0.085448; 2030-31: 0.074767; 2031-32: 0.064086; 2032-33: 0.053405; 2033-34: 0.042724; 2034-35: 0.0021362; 2035-36: 0.0021362; 2036-37: 0.0021362; 2037-38: 0.0021362; 2038-39: 0.0021362; 2039-40: 0.0021362; 2040-41: 0.0021362; 2041-42: 0.0021362; 2042-43: 0.0021362; 2043-44: 0.0021362; 2044-45: 0.0021362; 2045-46: 0.0021362; 2046-47: 0.0021362; 2047-48: 0.0021362; 2048-49: 0.0021362; 2049-50: 0.0021362; 2050-51: 0.0021362; 2051-52: 0.0021362; 2052-53: 0.0021362; 2053-54: 0.0021362; 2054-55: 0.0021362; 2055-56: 0.0021362; 2056-57: 0.0021362; 2057-58: 0.0021362; 2058-59: 0.0021362; 2059-60: 0.0021362; 2060-61: 0.0021362; 2061-62: 0.0021362; 2062-63: 0.0021362; 2063-64: 0.0021362; 2064-65: 0.0021362; 2065-66: 0.0021362; 2066-67: 0.0021362; 2067-68: 0.0021362; 2068-69: 0.0021362; 2069-70: 0.0021362; 2070-71: 0.0021362; 2071-72: 0.0021362; 2072-73: 0.0021362; 2073-74: 0.0021362; 2074-75: 0.0021362
|  | PRT_PRT_EF-WEF_ALL_ALL_audit_hh high+ | Household audit - Company - High+ | Financing Cost |  |  | Total
|  | PRT_PRT_EF-WEF_ALL_ALL_audit_hh high+ | Household audit - Company - High+ | Discount Rate |  |  | Total | [6 empty] | 0.035 | 0.035 | 0.035 | 0.035 | 0.035 | 0.035 | 0.035 | 0.035 | 0.035 | 0.035 | 0.035 | 0.035 | 0.035 | 0.035 | 0.035 | 0.035 | 0.035 | 0.035 | 0.035 | 0.035 | 0.035 | 0.035 | 0.035 | 0.035 | 0.035 | 0.035 | 0.035 | 0.035 | 0.035 | 0.035 | 0.03 | 0.03 | 0.03 | 0.03 | 0.03 | 0.03 | 0.03 | 0.03 | 0.03 | 0.03 | 0.03 | 0.03 | 0.03 | 0.03 | 0.03 | 0.03 | 0.03 | 0.03 | 0.03 | 0.03 | 0.03 | 0.03 | 0.03 | 0.03 | 0.03 | 0.03 | 0.03 | 0.03 | 0.03 | 0.03 | 0.03 | 0.03 | 0.03 | 0.03 | 0.03 | 0.03 | 0.03 | 0.03 | 0.03 | 0.03 | 0.03 | 0.03 | 0.03 | 0.03 | 0.03 | 0.025 | 0.025 | 0.025 | 0.025 | 0.025
|  | PRT_PRT_EF-WEF_ALL_ALL_audit_hh high+ | Household audit - Company - High+ | Discount Factor |  |  | Total | [6 empty] | 0.96618 | 0.93351 | 0.90194 | 0.87144 | 0.84197 | 0.8135 | 0.78599 | 0.75941 | 0.73373 | 0.70892 | 0.68495 | 0.66178 | 0.6394 | 0.61778 | 0.59689 | 0.57671 | 0.5572 | 0.53836 | 0.52016 | 0.50257 | 0.48557 | 0.46915 | 0.45329 | 0.43796 | 0.42315 | 0.40884 | 0.39501 | 0.38165 | 0.36875 | 0.35628 | 0.3459 | 0.33583 | 0.32605 | 0.31655 | 0.30733 | 0.29838 | 0.28969 | 0.28125 | 0.27306 | 0.2651 | 0.25738 | 0.24989 | 0.24261 | 0.23554 | 0.22868 | 0.22202 | 0.21555 | 0.20928 | 0.20318 | 0.19726 | 0.19152 | 0.18594 | 0.18052 | 0.17527 | 0.17016 | 0.1652 | 0.16039 | 0.15572 | 0.15119 | 0.14678 | 0.14251 | 0.13836 | 0.13433 | 0.13041 | 0.12662 | 0.12293 | 0.11935 | 0.11587 | 0.1125 | 0.10922 | 0.10604 | 0.10295 | 0.099951 | 0.09704 | 0.094214 | 0.091916 | 0.089674 | 0.087487 | 0.085353 | 0.083271
|  | PRT_PRT_EF-WEF_ALL_ALL_audit_hh high+ | Household audit - Company - High+ | Capex | Costed Risk |  | Fixed
|  | PRT_PRT_EF-WEF_ALL_ALL_audit_hh high+ | Household audit - Company - High+ | Capex | Optimism Bias |  | Fixed
|  | PRT_PRT_EF-WEF_ALL_ALL_audit_hh high+ | Household audit - Company - High+ | Net Present Cost (NPC) |  |  | Total | 2025-26: 0.1032; 2026-27: 0.099709; 2027-28: 0.096337; 2028-29: 0.083771; 2029-30: 0.071945; 2030-31: 0.060823; 2031-32: 0.050371; 2032-33: 0.040557; 2033-34: 0.031348; 2034-35: 0.0015144; 2035-36: 0.0014632; 2036-37: 0.0014137; 2037-38: 0.0013659; 2038-39: 0.0013197; 2039-40: 0.0012751; 2040-41: 0.001232; 2041-42: 0.0011903; 2042-43: 0.0011501; 2043-44: 0.0011112; 2044-45: 0.0010736; 2045-46: 0.0010373; 2046-47: 0.0010022; 2047-48: 0.00096831; 2048-49: 0.00093557; 2049-50: 0.00090393; 2050-51: 0.00087336; 2051-52: 0.00084383; 2052-53: 0.00081529; 2053-54: 0.00078772; 2054-55: 0.00076109; 2055-56: 0.00073892; 2056-57: 0.0007174; 2057-58: 0.0006965; 2058-59: 0.00067622; 2059-60: 0.00065652; 2060-61: 0.0006374; 2061-62: 0.00061883; 2062-63: 0.00060081; 2063-64: 0.00058331; 2064-65: 0.00056632; 2065-66: 0.00054982; 2066-67: 0.00053381; 2067-68: 0.00051826; 2068-69: 0.00050317; 2069-70: 0.00048851; 2070-71: 0.00047428; 2071-72: 0.00046047; 2072-73: 0.00044706; 2073-74: 0.00043404; 2074-75: 0.0004214
|  | PRT_PRT_EF-WEF_ALL_ALL_audit_hh high+ | Household audit - Company - High+ | Total NPC |  |  | Total | 2019-20: 0.67242
|  | PRT_PRT_EF-WEF_ALL_ALL_audit_inspect_med | Water use audit and inspection – Household and non-household water efficiency - Medium | Capex |  |  | Total
|  | PRT_PRT_EF-WEF_ALL_ALL_audit_inspect_med | Water use audit and inspection – Household and non-household water efficiency - Medium | Opex |  |  | Total | [6 empty] | 0.075329 | 0.069862 | 0.064821 | 0.060173 | 0.055881 | 0.14819 | 0.13908 | 0.13068 | 0.12293 | 0.11577 | 0.20544 | 0.1939 | 0.18324 | 0.17342 | 0.16435 | 0.25226 | 0.23909 | 0.22692 | 0.21572 | 0.20537 | 0.2921 | 0.27785 | 0.26467 | 0.25254 | 0.24134 | 0.3045 | 0.28952 | 0.27567 | 0.26292 | 0.25114 | 0.31377 | 0.29831 | 0.28401 | 0.27085 | 0.25869 | 0.32096 | 0.30517 | 0.29057 | 0.27712 | 0.26471 | 0.32675 | 0.31074 | 0.29593 | 0.28231 | 0.26972 | 0.3316 | 0.31544 | 0.3005 | 0.28676 | 0.27406 | 0.33582 | 0.31957 | 0.30453 | 0.2907 | 0.27793 | 0.33962 | 0.32331 | 0.30821 | 0.29432 | 0.2815 | 0.34314 | 0.32678 | 0.31164 | 0.29771 | 0.28485 | 0.34647 | 0.33008 | 0.3149 | 0.30096 | 0.28807 | 0.34967 | 0.33326 | 0.31807 | 0.30411 | 0.29121
|  | PRT_PRT_EF-WEF_ALL_ALL_audit_inspect_med | Water use audit and inspection – Household and non-household water efficiency - Medium | Financing Cost |  |  | Total
|  | PRT_PRT_EF-WEF_ALL_ALL_audit_inspect_med | Water use audit and inspection – Household and non-household water efficiency - Medium | Discount Rate |  |  | Total | [6 empty] | 0.035 | 0.035 | 0.035 | 0.035 | 0.035 | 0.035 | 0.035 | 0.035 | 0.035 | 0.035 | 0.035 | 0.035 | 0.035 | 0.035 | 0.035 | 0.035 | 0.035 | 0.035 | 0.035 | 0.035 | 0.035 | 0.035 | 0.035 | 0.035 | 0.035 | 0.035 | 0.035 | 0.035 | 0.035 | 0.035 | 0.03 | 0.03 | 0.03 | 0.03 | 0.03 | 0.03 | 0.03 | 0.03 | 0.03 | 0.03 | 0.03 | 0.03 | 0.03 | 0.03 | 0.03 | 0.03 | 0.03 | 0.03 | 0.03 | 0.03 | 0.03 | 0.03 | 0.03 | 0.03 | 0.03 | 0.03 | 0.03 | 0.03 | 0.03 | 0.03 | 0.03 | 0.03 | 0.03 | 0.03 | 0.03 | 0.03 | 0.03 | 0.03 | 0.03 | 0.03 | 0.03 | 0.03 | 0.03 | 0.03 | 0.03 | 0.025 | 0.025 | 0.025 | 0.025 | 0.025
|  | PRT_PRT_EF-WEF_ALL_ALL_audit_inspect_med | Water use audit and inspection – Household and non-household water efficiency - Medium | Discount Factor |  |  | Total | [6 empty] | 0.96618 | 0.93351 | 0.90194 | 0.87144 | 0.84197 | 0.8135 | 0.78599 | 0.75941 | 0.73373 | 0.70892 | 0.68495 | 0.66178 | 0.6394 | 0.61778 | 0.59689 | 0.57671 | 0.5572 | 0.53836 | 0.52016 | 0.50257 | 0.48557 | 0.46915 | 0.45329 | 0.43796 | 0.42315 | 0.40884 | 0.39501 | 0.38165 | 0.36875 | 0.35628 | 0.3459 | 0.33583 | 0.32605 | 0.31655 | 0.30733 | 0.29838 | 0.28969 | 0.28125 | 0.27306 | 0.2651 | 0.25738 | 0.24989 | 0.24261 | 0.23554 | 0.22868 | 0.22202 | 0.21555 | 0.20928 | 0.20318 | 0.19726 | 0.19152 | 0.18594 | 0.18052 | 0.17527 | 0.17016 | 0.1652 | 0.16039 | 0.15572 | 0.15119 | 0.14678 | 0.14251 | 0.13836 | 0.13433 | 0.13041 | 0.12662 | 0.12293 | 0.11935 | 0.11587 | 0.1125 | 0.10922 | 0.10604 | 0.10295 | 0.099951 | 0.09704 | 0.094214 | 0.091916 | 0.089674 | 0.087487 | 0.085353 | 0.083271
|  | PRT_PRT_EF-WEF_ALL_ALL_audit_inspect_med | Water use audit and inspection – Household and non-household water efficiency - Medium | Capex | Costed Risk |  | Fixed
|  | PRT_PRT_EF-WEF_ALL_ALL_audit_inspect_med | Water use audit and inspection – Household and non-household water efficiency - Medium | Capex | Optimism Bias |  | Fixed
|  | PRT_PRT_EF-WEF_ALL_ALL_audit_inspect_med | Water use audit and inspection – Household and non-household water efficiency - Medium | Net Present Cost (NPC) |  |  | Total | [6 empty] | 0.072782 | 0.065217 | 0.058465 | 0.052437 | 0.047051 | 0.12056 | 0.10932 | 0.099237 | 0.090196 | 0.082072 | 0.14072 | 0.12832 | 0.11716 | 0.10714 | 0.098098 | 0.14548 | 0.13322 | 0.12217 | 0.11221 | 0.10321 | 0.14184 | 0.13035 | 0.11997 | 0.1106 | 0.10212 | 0.12449 | 0.11436 | 0.10521 | 0.096951 | 0.089477 | 0.10853 | 0.10018 | 0.092599 | 0.085736 | 0.079503 | 0.095767 | 0.088405 | 0.081722 | 0.075671 | 0.070176 | 0.0841 | 0.077651 | 0.071795 | 0.066495 | 0.061681 | 0.073622 | 0.067995 | 0.062887 | 0.058263 | 0.054061 | 0.064316 | 0.05942 | 0.054975 | 0.05095 | 0.047293 | 0.056108 | 0.051856 | 0.047994 | 0.044497 | 0.041319 | 0.0489 | 0.045212 | 0.041861 | 0.038826 | 0.036067 | 0.04259 | 0.039394 | 0.036488 | 0.033857 | 0.031463 | 0.037079 | 0.034309 | 0.031792 | 0.029511 | 0.027436
|  | PRT_PRT_EF-WEF_ALL_ALL_audit_inspect_med | Water use audit and inspection – Household and non-household water efficiency - Medium | Total NPC |  |  | Total | 2019-20: 5.7708
|  | PRT_PRT_EF-WEF_ALL_ALL_audit_nhh high+ | Non-household audit - Company - High+ | Capex |  |  | Total
|  | PRT_PRT_EF-WEF_ALL_ALL_audit_nhh high+ | Non-household audit - Company - High+ | Opex |  |  | Total | 2025-26: 0.040232; 2026-27: 0.040232; 2027-28: 0.040232; 2028-29: 0.040232; 2029-30: 0.040232; 2030-31: 0.040232; 2031-32: 0.040232; 2032-33: 0.040232; 2033-34: 0.040232; 2034-35: 0.040232; 2035-36: 0.040232; 2036-37: 0.040232; 2037-38: 0.040232; 2038-39: 0.040232; 2039-40: 0.040232; 2040-41: 0.040232; 2041-42: 0.040232; 2042-43: 0.040232; 2043-44: 0.040232; 2044-45: 0.040232; 2045-46: 0.040232; 2046-47: 0.040232; 2047-48: 0.040232; 2048-49: 0.040232; 2049-50: 0.040232; 2050-51: 0.040232; 2051-52: 0.040232; 2052-53: 0.040232; 2053-54: 0.040232; 2054-55: 0.040232; 2055-56: 0.040232; 2056-57: 0.040232; 2057-58: 0.040232; 2058-59: 0.040232; 2059-60: 0.040232; 2060-61: 0.040232; 2061-62: 0.040232; 2062-63: 0.040232; 2063-64: 0.040232; 2064-65: 0.040232; 2065-66: 0.040232; 2066-67: 0.040232; 2067-68: 0.040232; 2068-69: 0.040232; 2069-70: 0.040232; 2070-71: 0.040232; 2071-72: 0.040232; 2072-73: 0.040232; 2073-74: 0.040232; 2074-75: 0.040232
|  | PRT_PRT_EF-WEF_ALL_ALL_audit_nhh high+ | Non-household audit - Company - High+ | Financing Cost |  |  | Total
|  | PRT_PRT_EF-WEF_ALL_ALL_audit_nhh high+ | Non-household audit - Company - High+ | Discount Rate |  |  | Total | [6 empty] | 0.035 | 0.035 | 0.035 | 0.035 | 0.035 | 0.035 | 0.035 | 0.035 | 0.035 | 0.035 | 0.035 | 0.035 | 0.035 | 0.035 | 0.035 | 0.035 | 0.035 | 0.035 | 0.035 | 0.035 | 0.035 | 0.035 | 0.035 | 0.035 | 0.035 | 0.035 | 0.035 | 0.035 | 0.035 | 0.035 | 0.03 | 0.03 | 0.03 | 0.03 | 0.03 | 0.03 | 0.03 | 0.03 | 0.03 | 0.03 | 0.03 | 0.03 | 0.03 | 0.03 | 0.03 | 0.03 | 0.03 | 0.03 | 0.03 | 0.03 | 0.03 | 0.03 | 0.03 | 0.03 | 0.03 | 0.03 | 0.03 | 0.03 | 0.03 | 0.03 | 0.03 | 0.03 | 0.03 | 0.03 | 0.03 | 0.03 | 0.03 | 0.03 | 0.03 | 0.03 | 0.03 | 0.03 | 0.03 | 0.03 | 0.03 | 0.025 | 0.025 | 0.025 | 0.025 | 0.025
|  | PRT_PRT_EF-WEF_ALL_ALL_audit_nhh high+ | Non-household audit - Company - High+ | Discount Factor |  |  | Total | [6 empty] | 0.96618 | 0.93351 | 0.90194 | 0.87144 | 0.84197 | 0.8135 | 0.78599 | 0.75941 | 0.73373 | 0.70892 | 0.68495 | 0.66178 | 0.6394 | 0.61778 | 0.59689 | 0.57671 | 0.5572 | 0.53836 | 0.52016 | 0.50257 | 0.48557 | 0.46915 | 0.45329 | 0.43796 | 0.42315 | 0.40884 | 0.39501 | 0.38165 | 0.36875 | 0.35628 | 0.3459 | 0.33583 | 0.32605 | 0.31655 | 0.30733 | 0.29838 | 0.28969 | 0.28125 | 0.27306 | 0.2651 | 0.25738 | 0.24989 | 0.24261 | 0.23554 | 0.22868 | 0.22202 | 0.21555 | 0.20928 | 0.20318 | 0.19726 | 0.19152 | 0.18594 | 0.18052 | 0.17527 | 0.17016 | 0.1652 | 0.16039 | 0.15572 | 0.15119 | 0.14678 | 0.14251 | 0.13836 | 0.13433 | 0.13041 | 0.12662 | 0.12293 | 0.11935 | 0.11587 | 0.1125 | 0.10922 | 0.10604 | 0.10295 | 0.099951 | 0.09704 | 0.094214 | 0.091916 | 0.089674 | 0.087487 | 0.085353 | 0.083271
|  | PRT_PRT_EF-WEF_ALL_ALL_audit_nhh high+ | Non-household audit - Company - High+ | Capex | Costed Risk |  | Fixed
|  | PRT_PRT_EF-WEF_ALL_ALL_audit_nhh high+ | Non-household audit - Company - High+ | Capex | Optimism Bias |  | Fixed
|  | PRT_PRT_EF-WEF_ALL_ALL_audit_nhh high+ | Non-household audit - Company - High+ | Net Present Cost (NPC) |  |  | Total | 2025-26: 0.038871; 2026-27: 0.037557; 2027-28: 0.036287; 2028-29: 0.03506; 2029-30: 0.033874; 2030-31: 0.032729; 2031-32: 0.031622; 2032-33: 0.030553; 2033-34: 0.029519; 2034-35: 0.028521; 2035-36: 0.027557; 2036-37: 0.026625; 2037-38: 0.025725; 2038-39: 0.024855; 2039-40: 0.024014; 2040-41: 0.023202; 2041-42: 0.022417; 2042-43: 0.021659; 2043-44: 0.020927; 2044-45: 0.020219; 2045-46: 0.019535; 2046-47: 0.018875; 2047-48: 0.018237; 2048-49: 0.01762; 2049-50: 0.017024; 2050-51: 0.016448; 2051-52: 0.015892; 2052-53: 0.015355; 2053-54: 0.014835; 2054-55: 0.014334; 2055-56: 0.013916; 2056-57: 0.013511; 2057-58: 0.013117; 2058-59: 0.012735; 2059-60: 0.012364; 2060-61: 0.012004; 2061-62: 0.011655; 2062-63: 0.011315; 2063-64: 0.010986; 2064-65: 0.010666; 2065-66: 0.010355; 2066-67: 0.010053; 2067-68: 0.0097606; 2068-69: 0.0094763; 2069-70: 0.0092003; 2070-71: 0.0089323; 2071-72: 0.0086722; 2072-73: 0.0084196; 2073-74: 0.0081744; 2074-75: 0.0079363
|  | PRT_PRT_EF-WEF_ALL_ALL_audit_nhh high+ | Non-household audit - Company - High+ | Total NPC |  |  | Total | 2019-20: 0.9532
|  | PRT_PRT_EF-WEF_ALL_ALL_awareness high+ | Awareness campaign: community - Company - High+ | Capex |  |  | Total
|  | PRT_PRT_EF-WEF_ALL_ALL_awareness high+ | Awareness campaign: community - Company - High+ | Opex |  |  | Total | 2025-26: 0.026703; 2026-27: 0.026703; 2027-28: 0.026703; 2028-29: 0.026703; 2029-30: 0.026703; 2030-31: 0.026703; 2031-32: 0.026703; 2032-33: 0.026703; 2033-34: 0.026703; 2034-35: 0.026703; 2035-36: 0.0026703; 2036-37: 0.0026703; 2037-38: 0.0026703; 2038-39: 0.0026703; 2039-40: 0.0026703; 2040-41: 0.0026703; 2041-42: 0.0026703; 2042-43: 0.0026703; 2043-44: 0.0026703; 2044-45: 0.0026703; 2045-46: 0.0026703; 2046-47: 0.0026703; 2047-48: 0.0026703; 2048-49: 0.0026703; 2049-50: 0.0026703; 2050-51: 0.0026703; 2051-52: 0.0026703; 2052-53: 0.0026703; 2053-54: 0.0026703; 2054-55: 0.0026703; 2055-56: 0.0026703; 2056-57: 0.0026703; 2057-58: 0.0026703; 2058-59: 0.0026703; 2059-60: 0.0026703; 2060-61: 0.0026703; 2061-62: 0.0026703; 2062-63: 0.0026703; 2063-64: 0.0026703; 2064-65: 0.0026703; 2065-66: 0.0026703; 2066-67: 0.0026703; 2067-68: 0.0026703; 2068-69: 0.0026703; 2069-70: 0.0026703; 2070-71: 0.0026703; 2071-72: 0.0026703; 2072-73: 0.0026703; 2073-74: 0.0026703; 2074-75: 0.0026703
|  | PRT_PRT_EF-WEF_ALL_ALL_awareness high+ | Awareness campaign: community - Company - High+ | Financing Cost |  |  | Total
|  | PRT_PRT_EF-WEF_ALL_ALL_awareness high+ | Awareness campaign: community - Company - High+ | Discount Rate |  |  | Total | [6 empty] | 0.035 | 0.035 | 0.035 | 0.035 | 0.035 | 0.035 | 0.035 | 0.035 | 0.035 | 0.035 | 0.035 | 0.035 | 0.035 | 0.035 | 0.035 | 0.035 | 0.035 | 0.035 | 0.035 | 0.035 | 0.035 | 0.035 | 0.035 | 0.035 | 0.035 | 0.035 | 0.035 | 0.035 | 0.035 | 0.035 | 0.03 | 0.03 | 0.03 | 0.03 | 0.03 | 0.03 | 0.03 | 0.03 | 0.03 | 0.03 | 0.03 | 0.03 | 0.03 | 0.03 | 0.03 | 0.03 | 0.03 | 0.03 | 0.03 | 0.03 | 0.03 | 0.03 | 0.03 | 0.03 | 0.03 | 0.03 | 0.03 | 0.03 | 0.03 | 0.03 | 0.03 | 0.03 | 0.03 | 0.03 | 0.03 | 0.03 | 0.03 | 0.03 | 0.03 | 0.03 | 0.03 | 0.03 | 0.03 | 0.03 | 0.03 | 0.025 | 0.025 | 0.025 | 0.025 | 0.025
|  | PRT_PRT_EF-WEF_ALL_ALL_awareness high+ | Awareness campaign: community - Company - High+ | Discount Factor |  |  | Total | [6 empty] | 0.96618 | 0.93351 | 0.90194 | 0.87144 | 0.84197 | 0.8135 | 0.78599 | 0.75941 | 0.73373 | 0.70892 | 0.68495 | 0.66178 | 0.6394 | 0.61778 | 0.59689 | 0.57671 | 0.5572 | 0.53836 | 0.52016 | 0.50257 | 0.48557 | 0.46915 | 0.45329 | 0.43796 | 0.42315 | 0.40884 | 0.39501 | 0.38165 | 0.36875 | 0.35628 | 0.3459 | 0.33583 | 0.32605 | 0.31655 | 0.30733 | 0.29838 | 0.28969 | 0.28125 | 0.27306 | 0.2651 | 0.25738 | 0.24989 | 0.24261 | 0.23554 | 0.22868 | 0.22202 | 0.21555 | 0.20928 | 0.20318 | 0.19726 | 0.19152 | 0.18594 | 0.18052 | 0.17527 | 0.17016 | 0.1652 | 0.16039 | 0.15572 | 0.15119 | 0.14678 | 0.14251 | 0.13836 | 0.13433 | 0.13041 | 0.12662 | 0.12293 | 0.11935 | 0.11587 | 0.1125 | 0.10922 | 0.10604 | 0.10295 | 0.099951 | 0.09704 | 0.094214 | 0.091916 | 0.089674 | 0.087487 | 0.085353 | 0.083271
|  | PRT_PRT_EF-WEF_ALL_ALL_awareness high+ | Awareness campaign: community - Company - High+ | Capex | Costed Risk |  | Fixed
|  | PRT_PRT_EF-WEF_ALL_ALL_awareness high+ | Awareness campaign: community - Company - High+ | Capex | Optimism Bias |  | Fixed
|  | PRT_PRT_EF-WEF_ALL_ALL_awareness high+ | Awareness campaign: community - Company - High+ | Net Present Cost (NPC) |  |  | Total | 2025-26: 0.0258; 2026-27: 0.024927; 2027-28: 0.024084; 2028-29: 0.02327; 2029-30: 0.022483; 2030-31: 0.021723; 2031-32: 0.020988; 2032-33: 0.020278; 2033-34: 0.019593; 2034-35: 0.01893; 2035-36: 0.001829; 2036-37: 0.0017671; 2037-38: 0.0017074; 2038-39: 0.0016496; 2039-40: 0.0015939; 2040-41: 0.00154; 2041-42: 0.0014879; 2042-43: 0.0014376; 2043-44: 0.001389; 2044-45: 0.001342; 2045-46: 0.0012966; 2046-47: 0.0012528; 2047-48: 0.0012104; 2048-49: 0.0011695; 2049-50: 0.0011299; 2050-51: 0.0010917; 2051-52: 0.0010548; 2052-53: 0.0010191; 2053-54: 0.00098466; 2054-55: 0.00095136; 2055-56: 0.00092365; 2056-57: 0.00089675; 2057-58: 0.00087063; 2058-59: 0.00084527; 2059-60: 0.00082065; 2060-61: 0.00079675; 2061-62: 0.00077354; 2062-63: 0.00075101; 2063-64: 0.00072914; 2064-65: 0.0007079; 2065-66: 0.00068728; 2066-67: 0.00066726; 2067-68: 0.00064783; 2068-69: 0.00062896; 2069-70: 0.00061064; 2070-71: 0.00059285; 2071-72: 0.00057559; 2072-73: 0.00055882; 2073-74: 0.00054255; 2074-75: 0.00052674
|  | PRT_PRT_EF-WEF_ALL_ALL_awareness high+ | Awareness campaign: community - Company - High+ | Total NPC |  |  | Total | 2019-20: 0.26313
|  | PRT_PRT_EF-WEF_ALL_ALL_awareness_med | Awareness campaigns – Targeted water conservation information (advice on appliance water usage) - Medium | Capex |  |  | Total
|  | PRT_PRT_EF-WEF_ALL_ALL_awareness_med | Awareness campaigns – Targeted water conservation information (advice on appliance water usage) - Medium | Opex |  |  | Total | [6 empty] | 0.048159 | 0.048159 | 0.048159 | 0.048159 | 0.048159 | 0.048159 | 0.048159 | 0.048159 | 0.048159 | 0.048159 | 0.048159 | 0.048159 | 0.048159 | 0.048159 | 0.048159 | 0.048159 | 0.048159 | 0.048159 | 0.048159 | 0.048159 | 0.048159 | 0.048159 | 0.048159 | 0.048159 | 0.048159 | 0.048159 | 0.048159 | 0.048159 | 0.048159 | 0.048159 | 0.048159 | 0.048159 | 0.048159 | 0.048159 | 0.048159 | 0.048159 | 0.048159 | 0.048159 | 0.048159 | 0.048159 | 0.048159 | 0.048159 | 0.048159 | 0.048159 | 0.048159 | 0.048159 | 0.048159 | 0.048159 | 0.048159 | 0.048159 | 0.048159 | 0.048159 | 0.048159 | 0.048159 | 0.048159 | 0.048159 | 0.048159 | 0.048159 | 0.048159 | 0.048159 | 0.048159 | 0.048159 | 0.048159 | 0.048159 | 0.048159 | 0.048159 | 0.048159 | 0.048159 | 0.048159 | 0.048159 | 0.048159 | 0.048159 | 0.048159 | 0.048159 | 0.048159
|  | PRT_PRT_EF-WEF_ALL_ALL_awareness_med | Awareness campaigns – Targeted water conservation information (advice on appliance water usage) - Medium | Financing Cost |  |  | Total
|  | PRT_PRT_EF-WEF_ALL_ALL_awareness_med | Awareness campaigns – Targeted water conservation information (advice on appliance water usage) - Medium | Discount Rate |  |  | Total | [6 empty] | 0.035 | 0.035 | 0.035 | 0.035 | 0.035 | 0.035 | 0.035 | 0.035 | 0.035 | 0.035 | 0.035 | 0.035 | 0.035 | 0.035 | 0.035 | 0.035 | 0.035 | 0.035 | 0.035 | 0.035 | 0.035 | 0.035 | 0.035 | 0.035 | 0.035 | 0.035 | 0.035 | 0.035 | 0.035 | 0.035 | 0.03 | 0.03 | 0.03 | 0.03 | 0.03 | 0.03 | 0.03 | 0.03 | 0.03 | 0.03 | 0.03 | 0.03 | 0.03 | 0.03 | 0.03 | 0.03 | 0.03 | 0.03 | 0.03 | 0.03 | 0.03 | 0.03 | 0.03 | 0.03 | 0.03 | 0.03 | 0.03 | 0.03 | 0.03 | 0.03 | 0.03 | 0.03 | 0.03 | 0.03 | 0.03 | 0.03 | 0.03 | 0.03 | 0.03 | 0.03 | 0.03 | 0.03 | 0.03 | 0.03 | 0.03 | 0.025 | 0.025 | 0.025 | 0.025 | 0.025
|  | PRT_PRT_EF-WEF_ALL_ALL_awareness_med | Awareness campaigns – Targeted water conservation information (advice on appliance water usage) - Medium | Discount Factor |  |  | Total | [6 empty] | 0.96618 | 0.93351 | 0.90194 | 0.87144 | 0.84197 | 0.8135 | 0.78599 | 0.75941 | 0.73373 | 0.70892 | 0.68495 | 0.66178 | 0.6394 | 0.61778 | 0.59689 | 0.57671 | 0.5572 | 0.53836 | 0.52016 | 0.50257 | 0.48557 | 0.46915 | 0.45329 | 0.43796 | 0.42315 | 0.40884 | 0.39501 | 0.38165 | 0.36875 | 0.35628 | 0.3459 | 0.33583 | 0.32605 | 0.31655 | 0.30733 | 0.29838 | 0.28969 | 0.28125 | 0.27306 | 0.2651 | 0.25738 | 0.24989 | 0.24261 | 0.23554 | 0.22868 | 0.22202 | 0.21555 | 0.20928 | 0.20318 | 0.19726 | 0.19152 | 0.18594 | 0.18052 | 0.17527 | 0.17016 | 0.1652 | 0.16039 | 0.15572 | 0.15119 | 0.14678 | 0.14251 | 0.13836 | 0.13433 | 0.13041 | 0.12662 | 0.12293 | 0.11935 | 0.11587 | 0.1125 | 0.10922 | 0.10604 | 0.10295 | 0.099951 | 0.09704 | 0.094214 | 0.091916 | 0.089674 | 0.087487 | 0.085353 | 0.083271
|  | PRT_PRT_EF-WEF_ALL_ALL_awareness_med | Awareness campaigns – Targeted water conservation information (advice on appliance water usage) - Medium | Capex | Costed Risk |  | Fixed
|  | PRT_PRT_EF-WEF_ALL_ALL_awareness_med | Awareness campaigns – Targeted water conservation information (advice on appliance water usage) - Medium | Capex | Optimism Bias |  | Fixed
|  | PRT_PRT_EF-WEF_ALL_ALL_awareness_med | Awareness campaigns – Targeted water conservation information (advice on appliance water usage) - Medium | Net Present Cost (NPC) |  |  | Total | [6 empty] | 0.046531 | 0.044957 | 0.043437 | 0.041968 | 0.040549 | 0.039177 | 0.037853 | 0.036573 | 0.035336 | 0.034141 | 0.032986 | 0.031871 | 0.030793 | 0.029752 | 0.028746 | 0.027774 | 0.026834 | 0.025927 | 0.02505 | 0.024203 | 0.023385 | 0.022594 | 0.02183 | 0.021092 | 0.020378 | 0.019689 | 0.019023 | 0.01838 | 0.017759 | 0.017158 | 0.016658 | 0.016173 | 0.015702 | 0.015245 | 0.014801 | 0.01437 | 0.013951 | 0.013545 | 0.01315 | 0.012767 | 0.012395 | 0.012034 | 0.011684 | 0.011343 | 0.011013 | 0.010692 | 0.010381 | 0.010079 | 0.009785 | 0.0095 | 0.0092233 | 0.0089547 | 0.0086938 | 0.0084406 | 0.0081948 | 0.0079561 | 0.0077244 | 0.0074994 | 0.007281 | 0.0070689 | 0.006863 | 0.0066631 | 0.006469 | 0.0062806 | 0.0060977 | 0.0059201 | 0.0057477 | 0.0055802 | 0.0054177 | 0.0052599 | 0.0051067 | 0.004958 | 0.0048136 | 0.0046734 | 0.0045373
|  | PRT_PRT_EF-WEF_ALL_ALL_awareness_med | Awareness campaigns – Targeted water conservation information (advice on appliance water usage) - Medium | Total NPC |  |  | Total | 2019-20: 1.3064
|  | PRT_PRT_EF-WEF_ALL_ALL_comms high+ | Multi- channel proactive coms - Company - High+ | Capex |  |  | Total
|  | PRT_PRT_EF-WEF_ALL_ALL_comms high+ | Multi- channel proactive coms - Company - High+ | Opex |  |  | Total | 2025-26: 0.04486; 2026-27: 0.04486; 2027-28: 0.04486; 2028-29: 0.04486; 2029-30: 0.04486; 2030-31: 0.04486; 2031-32: 0.04486; 2032-33: 0.04486; 2033-34: 0.04486; 2034-35: 0.04486; 2035-36: 0.04486; 2036-37: 0.04486; 2037-38: 0.04486; 2038-39: 0.04486; 2039-40: 0.04486; 2040-41: 0.04486; 2041-42: 0.04486; 2042-43: 0.04486; 2043-44: 0.04486; 2044-45: 0.04486; 2045-46: 0.04486; 2046-47: 0.04486; 2047-48: 0.04486; 2048-49: 0.04486; 2049-50: 0.04486; 2050-51: 0.04486; 2051-52: 0.04486; 2052-53: 0.04486; 2053-54: 0.04486; 2054-55: 0.04486; 2055-56: 0.04486; 2056-57: 0.04486; 2057-58: 0.04486; 2058-59: 0.04486; 2059-60: 0.04486; 2060-61: 0.04486; 2061-62: 0.04486; 2062-63: 0.04486; 2063-64: 0.04486; 2064-65: 0.04486; 2065-66: 0.04486; 2066-67: 0.04486; 2067-68: 0.04486; 2068-69: 0.04486; 2069-70: 0.04486; 2070-71: 0.04486; 2071-72: 0.04486; 2072-73: 0.04486; 2073-74: 0.04486; 2074-75: 0.04486
|  | PRT_PRT_EF-WEF_ALL_ALL_comms high+ | Multi- channel proactive coms - Company - High+ | Financing Cost |  |  | Total
|  | PRT_PRT_EF-WEF_ALL_ALL_comms high+ | Multi- channel proactive coms - Company - High+ | Discount Rate |  |  | Total | [6 empty] | 0.035 | 0.035 | 0.035 | 0.035 | 0.035 | 0.035 | 0.035 | 0.035 | 0.035 | 0.035 | 0.035 | 0.035 | 0.035 | 0.035 | 0.035 | 0.035 | 0.035 | 0.035 | 0.035 | 0.035 | 0.035 | 0.035 | 0.035 | 0.035 | 0.035 | 0.035 | 0.035 | 0.035 | 0.035 | 0.035 | 0.03 | 0.03 | 0.03 | 0.03 | 0.03 | 0.03 | 0.03 | 0.03 | 0.03 | 0.03 | 0.03 | 0.03 | 0.03 | 0.03 | 0.03 | 0.03 | 0.03 | 0.03 | 0.03 | 0.03 | 0.03 | 0.03 | 0.03 | 0.03 | 0.03 | 0.03 | 0.03 | 0.03 | 0.03 | 0.03 | 0.03 | 0.03 | 0.03 | 0.03 | 0.03 | 0.03 | 0.03 | 0.03 | 0.03 | 0.03 | 0.03 | 0.03 | 0.03 | 0.03 | 0.03 | 0.025 | 0.025 | 0.025 | 0.025 | 0.025
|  | PRT_PRT_EF-WEF_ALL_ALL_comms high+ | Multi- channel proactive coms - Company - High+ | Discount Factor |  |  | Total | [6 empty] | 0.96618 | 0.93351 | 0.90194 | 0.87144 | 0.84197 | 0.8135 | 0.78599 | 0.75941 | 0.73373 | 0.70892 | 0.68495 | 0.66178 | 0.6394 | 0.61778 | 0.59689 | 0.57671 | 0.5572 | 0.53836 | 0.52016 | 0.50257 | 0.48557 | 0.46915 | 0.45329 | 0.43796 | 0.42315 | 0.40884 | 0.39501 | 0.38165 | 0.36875 | 0.35628 | 0.3459 | 0.33583 | 0.32605 | 0.31655 | 0.30733 | 0.29838 | 0.28969 | 0.28125 | 0.27306 | 0.2651 | 0.25738 | 0.24989 | 0.24261 | 0.23554 | 0.22868 | 0.22202 | 0.21555 | 0.20928 | 0.20318 | 0.19726 | 0.19152 | 0.18594 | 0.18052 | 0.17527 | 0.17016 | 0.1652 | 0.16039 | 0.15572 | 0.15119 | 0.14678 | 0.14251 | 0.13836 | 0.13433 | 0.13041 | 0.12662 | 0.12293 | 0.11935 | 0.11587 | 0.1125 | 0.10922 | 0.10604 | 0.10295 | 0.099951 | 0.09704 | 0.094214 | 0.091916 | 0.089674 | 0.087487 | 0.085353 | 0.083271
|  | PRT_PRT_EF-WEF_ALL_ALL_comms high+ | Multi- channel proactive coms - Company - High+ | Capex | Costed Risk |  | Fixed
|  | PRT_PRT_EF-WEF_ALL_ALL_comms high+ | Multi- channel proactive coms - Company - High+ | Capex | Optimism Bias |  | Fixed
|  | PRT_PRT_EF-WEF_ALL_ALL_comms high+ | Multi- channel proactive coms - Company - High+ | Net Present Cost (NPC) |  |  | Total | 2025-26: 0.043343; 2026-27: 0.041878; 2027-28: 0.040462; 2028-29: 0.039093; 2029-30: 0.037771; 2030-31: 0.036494; 2031-32: 0.03526; 2032-33: 0.034068; 2033-34: 0.032916; 2034-35: 0.031802; 2035-36: 0.030727; 2036-37: 0.029688; 2037-38: 0.028684; 2038-39: 0.027714; 2039-40: 0.026777; 2040-41: 0.025871; 2041-42: 0.024996; 2042-43: 0.024151; 2043-44: 0.023334; 2044-45: 0.022545; 2045-46: 0.021783; 2046-47: 0.021046; 2047-48: 0.020335; 2048-49: 0.019647; 2049-50: 0.018983; 2050-51: 0.018341; 2051-52: 0.01772; 2052-53: 0.017121; 2053-54: 0.016542; 2054-55: 0.015983; 2055-56: 0.015517; 2056-57: 0.015065; 2057-58: 0.014627; 2058-59: 0.014201; 2059-60: 0.013787; 2060-61: 0.013385; 2061-62: 0.012995; 2062-63: 0.012617; 2063-64: 0.012249; 2064-65: 0.011893; 2065-66: 0.011546; 2066-67: 0.01121; 2067-68: 0.010884; 2068-69: 0.010567; 2069-70: 0.010259; 2070-71: 0.00996; 2071-72: 0.0096699; 2072-73: 0.0093882; 2073-74: 0.0091148; 2074-75: 0.0088493
|  | PRT_PRT_EF-WEF_ALL_ALL_comms high+ | Multi- channel proactive coms - Company - High+ | Total NPC |  |  | Total | 2019-20: 1.0629
|  | PRT_PRT_EF-WEF_ALL_ALL_education high+ | Education programme - Company - High+ | Capex |  |  | Total
|  | PRT_PRT_EF-WEF_ALL_ALL_education high+ | Education programme - Company - High+ | Opex |  |  | Total | 2025-26: 0.0044504; 2026-27: 0.0044504; 2027-28: 0.0044504; 2028-29: 0.0044504; 2029-30: 0.0044504; 2030-31: 0.0044504; 2031-32: 0.0044504; 2032-33: 0.0044504; 2033-34: 0.0044504; 2034-35: 0.0044504; 2035-36: 0.0044504; 2036-37: 0.0044504; 2037-38: 0.0044504; 2038-39: 0.0044504; 2039-40: 0.0044504; 2040-41: 0.0044504; 2041-42: 0.0044504; 2042-43: 0.0044504; 2043-44: 0.0044504; 2044-45: 0.0044504; 2045-46: 0.0044504; 2046-47: 0.0044504; 2047-48: 0.0044504; 2048-49: 0.0044504; 2049-50: 0.0044504; 2050-51: 0.0044504; 2051-52: 0.0044504; 2052-53: 0.0044504; 2053-54: 0.0044504; 2054-55: 0.0044504; 2055-56: 0.0044504; 2056-57: 0.0044504; 2057-58: 0.0044504; 2058-59: 0.0044504; 2059-60: 0.0044504; 2060-61: 0.0044504; 2061-62: 0.0044504; 2062-63: 0.0044504; 2063-64: 0.0044504; 2064-65: 0.0044504; 2065-66: 0.0044504; 2066-67: 0.0044504; 2067-68: 0.0044504; 2068-69: 0.0044504; 2069-70: 0.0044504; 2070-71: 0.0044504; 2071-72: 0.0044504; 2072-73: 0.0044504; 2073-74: 0.0044504; 2074-75: 0.0044504
|  | PRT_PRT_EF-WEF_ALL_ALL_education high+ | Education programme - Company - High+ | Financing Cost |  |  | Total
|  | PRT_PRT_EF-WEF_ALL_ALL_education high+ | Education programme - Company - High+ | Discount Rate |  |  | Total | [6 empty] | 0.035 | 0.035 | 0.035 | 0.035 | 0.035 | 0.035 | 0.035 | 0.035 | 0.035 | 0.035 | 0.035 | 0.035 | 0.035 | 0.035 | 0.035 | 0.035 | 0.035 | 0.035 | 0.035 | 0.035 | 0.035 | 0.035 | 0.035 | 0.035 | 0.035 | 0.035 | 0.035 | 0.035 | 0.035 | 0.035 | 0.03 | 0.03 | 0.03 | 0.03 | 0.03 | 0.03 | 0.03 | 0.03 | 0.03 | 0.03 | 0.03 | 0.03 | 0.03 | 0.03 | 0.03 | 0.03 | 0.03 | 0.03 | 0.03 | 0.03 | 0.03 | 0.03 | 0.03 | 0.03 | 0.03 | 0.03 | 0.03 | 0.03 | 0.03 | 0.03 | 0.03 | 0.03 | 0.03 | 0.03 | 0.03 | 0.03 | 0.03 | 0.03 | 0.03 | 0.03 | 0.03 | 0.03 | 0.03 | 0.03 | 0.03 | 0.025 | 0.025 | 0.025 | 0.025 | 0.025
|  | PRT_PRT_EF-WEF_ALL_ALL_education high+ | Education programme - Company - High+ | Discount Factor |  |  | Total | [6 empty] | 0.96618 | 0.93351 | 0.90194 | 0.87144 | 0.84197 | 0.8135 | 0.78599 | 0.75941 | 0.73373 | 0.70892 | 0.68495 | 0.66178 | 0.6394 | 0.61778 | 0.59689 | 0.57671 | 0.5572 | 0.53836 | 0.52016 | 0.50257 | 0.48557 | 0.46915 | 0.45329 | 0.43796 | 0.42315 | 0.40884 | 0.39501 | 0.38165 | 0.36875 | 0.35628 | 0.3459 | 0.33583 | 0.32605 | 0.31655 | 0.30733 | 0.29838 | 0.28969 | 0.28125 | 0.27306 | 0.2651 | 0.25738 | 0.24989 | 0.24261 | 0.23554 | 0.22868 | 0.22202 | 0.21555 | 0.20928 | 0.20318 | 0.19726 | 0.19152 | 0.18594 | 0.18052 | 0.17527 | 0.17016 | 0.1652 | 0.16039 | 0.15572 | 0.15119 | 0.14678 | 0.14251 | 0.13836 | 0.13433 | 0.13041 | 0.12662 | 0.12293 | 0.11935 | 0.11587 | 0.1125 | 0.10922 | 0.10604 | 0.10295 | 0.099951 | 0.09704 | 0.094214 | 0.091916 | 0.089674 | 0.087487 | 0.085353 | 0.083271
|  | PRT_PRT_EF-WEF_ALL_ALL_education high+ | Education programme - Company - High+ | Capex | Costed Risk |  | Fixed
|  | PRT_PRT_EF-WEF_ALL_ALL_education high+ | Education programme - Company - High+ | Capex | Optimism Bias |  | Fixed
|  | PRT_PRT_EF-WEF_ALL_ALL_education high+ | Education programme - Company - High+ | Net Present Cost (NPC) |  |  | Total | 2025-26: 0.0042999; 2026-27: 0.0041545; 2027-28: 0.004014; 2028-29: 0.0038783; 2029-30: 0.0037472; 2030-31: 0.0036204; 2031-32: 0.003498; 2032-33: 0.0033797; 2033-34: 0.0032654; 2034-35: 0.003155; 2035-36: 0.0030483; 2036-37: 0.0029452; 2037-38: 0.0028456; 2038-39: 0.0027494; 2039-40: 0.0026564; 2040-41: 0.0025666; 2041-42: 0.0024798; 2042-43: 0.0023959; 2043-44: 0.0023149; 2044-45: 0.0022366; 2045-46: 0.002161; 2046-47: 0.0020879; 2047-48: 0.0020173; 2048-49: 0.0019491; 2049-50: 0.0018832; 2050-51: 0.0018195; 2051-52: 0.001758; 2052-53: 0.0016985; 2053-54: 0.0016411; 2054-55: 0.0015856; 2055-56: 0.0015394; 2056-57: 0.0014946; 2057-58: 0.001451; 2058-59: 0.0014088; 2059-60: 0.0013677; 2060-61: 0.0013279; 2061-62: 0.0012892; 2062-63: 0.0012517; 2063-64: 0.0012152; 2064-65: 0.0011798; 2065-66: 0.0011455; 2066-67: 0.0011121; 2067-68: 0.0010797; 2068-69: 0.0010483; 2069-70: 0.0010177; 2070-71: 0.00098809; 2071-72: 0.00095931; 2072-73: 0.00093137; 2073-74: 0.00090424; 2074-75: 0.00087791
|  | PRT_PRT_EF-WEF_ALL_ALL_education high+ | Education programme - Company - High+ | Total NPC |  |  | Total | 2019-20: 0.10544
|  | PRT_PRT_EF-WEF_ALL_ALL_gadgets high+ | Retrofit Gadgets - Company - High+ | Capex |  |  | Total
|  | PRT_PRT_EF-WEF_ALL_ALL_gadgets high+ | Retrofit Gadgets - Company - High+ | Opex |  |  | Total | 2025-26: 0.032043; 2026-27: 0.032043; 2027-28: 0.032043; 2028-29: 0.032043; 2029-30: 0.032043; 2030-31: 0.032043; 2031-32: 0.032043; 2032-33: 0.032043; 2033-34: 0.032043; 2034-35: 0.032043; 2035-36: 0.032043; 2036-37: 0.032043; 2037-38: 0.032043; 2038-39: 0.032043; 2039-40: 0.032043; 2040-41: 0.032043; 2041-42: 0.032043; 2042-43: 0.032043; 2043-44: 0.032043; 2044-45: 0.032043; 2045-46: 0.032043; 2046-47: 0.032043; 2047-48: 0.032043; 2048-49: 0.032043; 2049-50: 0.032043; 2050-51: 0.032043; 2051-52: 0.032043; 2052-53: 0.032043; 2053-54: 0.032043; 2054-55: 0.032043; 2055-56: 0.032043; 2056-57: 0.032043; 2057-58: 0.032043; 2058-59: 0.032043; 2059-60: 0.032043; 2060-61: 0.032043; 2061-62: 0.032043; 2062-63: 0.032043; 2063-64: 0.032043; 2064-65: 0.032043; 2065-66: 0.032043; 2066-67: 0.032043; 2067-68: 0.032043; 2068-69: 0.032043; 2069-70: 0.032043; 2070-71: 0.032043; 2071-72: 0.032043; 2072-73: 0.032043; 2073-74: 0.032043; 2074-75: 0.032043
|  | PRT_PRT_EF-WEF_ALL_ALL_gadgets high+ | Retrofit Gadgets - Company - High+ | Financing Cost |  |  | Total
|  | PRT_PRT_EF-WEF_ALL_ALL_gadgets high+ | Retrofit Gadgets - Company - High+ | Discount Rate |  |  | Total | [6 empty] | 0.035 | 0.035 | 0.035 | 0.035 | 0.035 | 0.035 | 0.035 | 0.035 | 0.035 | 0.035 | 0.035 | 0.035 | 0.035 | 0.035 | 0.035 | 0.035 | 0.035 | 0.035 | 0.035 | 0.035 | 0.035 | 0.035 | 0.035 | 0.035 | 0.035 | 0.035 | 0.035 | 0.035 | 0.035 | 0.035 | 0.03 | 0.03 | 0.03 | 0.03 | 0.03 | 0.03 | 0.03 | 0.03 | 0.03 | 0.03 | 0.03 | 0.03 | 0.03 | 0.03 | 0.03 | 0.03 | 0.03 | 0.03 | 0.03 | 0.03 | 0.03 | 0.03 | 0.03 | 0.03 | 0.03 | 0.03 | 0.03 | 0.03 | 0.03 | 0.03 | 0.03 | 0.03 | 0.03 | 0.03 | 0.03 | 0.03 | 0.03 | 0.03 | 0.03 | 0.03 | 0.03 | 0.03 | 0.03 | 0.03 | 0.03 | 0.025 | 0.025 | 0.025 | 0.025 | 0.025
|  | PRT_PRT_EF-WEF_ALL_ALL_gadgets high+ | Retrofit Gadgets - Company - High+ | Discount Factor |  |  | Total | [6 empty] | 0.96618 | 0.93351 | 0.90194 | 0.87144 | 0.84197 | 0.8135 | 0.78599 | 0.75941 | 0.73373 | 0.70892 | 0.68495 | 0.66178 | 0.6394 | 0.61778 | 0.59689 | 0.57671 | 0.5572 | 0.53836 | 0.52016 | 0.50257 | 0.48557 | 0.46915 | 0.45329 | 0.43796 | 0.42315 | 0.40884 | 0.39501 | 0.38165 | 0.36875 | 0.35628 | 0.3459 | 0.33583 | 0.32605 | 0.31655 | 0.30733 | 0.29838 | 0.28969 | 0.28125 | 0.27306 | 0.2651 | 0.25738 | 0.24989 | 0.24261 | 0.23554 | 0.22868 | 0.22202 | 0.21555 | 0.20928 | 0.20318 | 0.19726 | 0.19152 | 0.18594 | 0.18052 | 0.17527 | 0.17016 | 0.1652 | 0.16039 | 0.15572 | 0.15119 | 0.14678 | 0.14251 | 0.13836 | 0.13433 | 0.13041 | 0.12662 | 0.12293 | 0.11935 | 0.11587 | 0.1125 | 0.10922 | 0.10604 | 0.10295 | 0.099951 | 0.09704 | 0.094214 | 0.091916 | 0.089674 | 0.087487 | 0.085353 | 0.083271
|  | PRT_PRT_EF-WEF_ALL_ALL_gadgets high+ | Retrofit Gadgets - Company - High+ | Capex | Costed Risk |  | Fixed
|  | PRT_PRT_EF-WEF_ALL_ALL_gadgets high+ | Retrofit Gadgets - Company - High+ | Capex | Optimism Bias |  | Fixed
|  | PRT_PRT_EF-WEF_ALL_ALL_gadgets high+ | Retrofit Gadgets - Company - High+ | Net Present Cost (NPC) |  |  | Total | 2025-26: 0.03096; 2026-27: 0.029913; 2027-28: 0.028901; 2028-29: 0.027924; 2029-30: 0.026979; 2030-31: 0.026067; 2031-32: 0.025186; 2032-33: 0.024334; 2033-34: 0.023511; 2034-35: 0.022716; 2035-36: 0.021948; 2036-37: 0.021206; 2037-38: 0.020489; 2038-39: 0.019796; 2039-40: 0.019126; 2040-41: 0.018479; 2041-42: 0.017855; 2042-43: 0.017251; 2043-44: 0.016667; 2044-45: 0.016104; 2045-46: 0.015559; 2046-47: 0.015033; 2047-48: 0.014525; 2048-49: 0.014034; 2049-50: 0.013559; 2050-51: 0.0131; 2051-52: 0.012657; 2052-53: 0.012229; 2053-54: 0.011816; 2054-55: 0.011416; 2055-56: 0.011084; 2056-57: 0.010761; 2057-58: 0.010448; 2058-59: 0.010143; 2059-60: 0.0098478; 2060-61: 0.009561; 2061-62: 0.0092825; 2062-63: 0.0090121; 2063-64: 0.0087496; 2064-65: 0.0084948; 2065-66: 0.0082474; 2066-67: 0.0080072; 2067-68: 0.0077739; 2068-69: 0.0075475; 2069-70: 0.0073277; 2070-71: 0.0071143; 2071-72: 0.006907; 2072-73: 0.0067059; 2073-74: 0.0065106; 2074-75: 0.0063209
|  | PRT_PRT_EF-WEF_ALL_ALL_gadgets high+ | Retrofit Gadgets - Company - High+ | Total NPC |  |  | Total | 2019-20: 0.75919
|  | PRT_PRT_EF-WEF_ALL_ALL_innovative tariffs high+ | Introduce innovative tariffs - Company - High+ | Capex |  |  | Total | 2035-36: 0.44504
|  | PRT_PRT_EF-WEF_ALL_ALL_innovative tariffs high+ | Introduce innovative tariffs - Company - High+ | Opex |  |  | Total
|  | PRT_PRT_EF-WEF_ALL_ALL_innovative tariffs high+ | Introduce innovative tariffs - Company - High+ | Financing Cost |  |  | Total | [16 empty] | 0.0069204 | 0.013841 | 0.013841 | 0.013841 | 0.013841 | 0.013841 | 0.013841 | 0.013841 | 0.013841 | 0.013841 | 0.013841 | 0.013841 | 0.013841 | 0.013841 | 0.013841 | 0.013841 | 0.013841 | 0.013841 | 0.013841 | 0.013841 | 0.013841 | 0.013841 | 0.013841 | 0.013841 | 0.013841 | 0.013841 | 0.013841 | 0.013841 | 0.013841 | 0.013841 | 0.013841 | 0.013841 | 0.013841 | 0.013841 | 0.013841 | 0.013841 | 0.013841 | 0.013841 | 0.013841 | 0.013841 | 0.013841 | 0.013841 | 0.013841 | 0.013841 | 0.013841 | 0.013841 | 0.013841 | 0.013841 | 0.013841 | 0.013841 | 0.013841 | 0.013841 | 0.013841 | 0.013841 | 0.013841 | 0.013841 | 0.013841 | 0.013841 | 0.013841 | 0.013841 | 0.013841 | 0.013841 | 0.013841 | 0.013841 | 0.013841 | 0.013841 | 0.013841 | 0.013841 | 0.013841 | 0.013841
|  | PRT_PRT_EF-WEF_ALL_ALL_innovative tariffs high+ | Introduce innovative tariffs - Company - High+ | Discount Rate |  |  | Total | [6 empty] | 0.035 | 0.035 | 0.035 | 0.035 | 0.035 | 0.035 | 0.035 | 0.035 | 0.035 | 0.035 | 0.035 | 0.035 | 0.035 | 0.035 | 0.035 | 0.035 | 0.035 | 0.035 | 0.035 | 0.035 | 0.035 | 0.035 | 0.035 | 0.035 | 0.035 | 0.035 | 0.035 | 0.035 | 0.035 | 0.035 | 0.03 | 0.03 | 0.03 | 0.03 | 0.03 | 0.03 | 0.03 | 0.03 | 0.03 | 0.03 | 0.03 | 0.03 | 0.03 | 0.03 | 0.03 | 0.03 | 0.03 | 0.03 | 0.03 | 0.03 | 0.03 | 0.03 | 0.03 | 0.03 | 0.03 | 0.03 | 0.03 | 0.03 | 0.03 | 0.03 | 0.03 | 0.03 | 0.03 | 0.03 | 0.03 | 0.03 | 0.03 | 0.03 | 0.03 | 0.03 | 0.03 | 0.03 | 0.03 | 0.03 | 0.03 | 0.025 | 0.025 | 0.025 | 0.025 | 0.025
|  | PRT_PRT_EF-WEF_ALL_ALL_innovative tariffs high+ | Introduce innovative tariffs - Company - High+ | Discount Factor |  |  | Total | [6 empty] | 0.96618 | 0.93351 | 0.90194 | 0.87144 | 0.84197 | 0.8135 | 0.78599 | 0.75941 | 0.73373 | 0.70892 | 0.68495 | 0.66178 | 0.6394 | 0.61778 | 0.59689 | 0.57671 | 0.5572 | 0.53836 | 0.52016 | 0.50257 | 0.48557 | 0.46915 | 0.45329 | 0.43796 | 0.42315 | 0.40884 | 0.39501 | 0.38165 | 0.36875 | 0.35628 | 0.3459 | 0.33583 | 0.32605 | 0.31655 | 0.30733 | 0.29838 | 0.28969 | 0.28125 | 0.27306 | 0.2651 | 0.25738 | 0.24989 | 0.24261 | 0.23554 | 0.22868 | 0.22202 | 0.21555 | 0.20928 | 0.20318 | 0.19726 | 0.19152 | 0.18594 | 0.18052 | 0.17527 | 0.17016 | 0.1652 | 0.16039 | 0.15572 | 0.15119 | 0.14678 | 0.14251 | 0.13836 | 0.13433 | 0.13041 | 0.12662 | 0.12293 | 0.11935 | 0.11587 | 0.1125 | 0.10922 | 0.10604 | 0.10295 | 0.099951 | 0.09704 | 0.094214 | 0.091916 | 0.089674 | 0.087487 | 0.085353 | 0.083271
|  | PRT_PRT_EF-WEF_ALL_ALL_innovative tariffs high+ | Introduce innovative tariffs - Company - High+ | Capex | Costed Risk |  | Fixed
|  | PRT_PRT_EF-WEF_ALL_ALL_innovative tariffs high+ | Introduce innovative tariffs - Company - High+ | Capex | Optimism Bias |  | Fixed
|  | PRT_PRT_EF-WEF_ALL_ALL_innovative tariffs high+ | Introduce innovative tariffs - Company - High+ | Net Present Cost (NPC) |  |  | Total | [16 empty] | 0.0047401 | 0.0091597 | 0.0088499 | 0.0085506 | 0.0082615 | 0.0079821 | 0.0077122 | 0.0074514 | 0.0071994 | 0.006956 | 0.0067207 | 0.0064935 | 0.0062739 | 0.0060617 | 0.0058567 | 0.0056587 | 0.0054673 | 0.0052824 | 0.0051038 | 0.0049312 | 0.0047876 | 0.0046481 | 0.0045128 | 0.0043813 | 0.0042537 | 0.0041298 | 0.0040095 | 0.0038927 | 0.0037794 | 0.0036693 | 0.0035624 | 0.0034586 | 0.0033579 | 0.0032601 | 0.0031652 | 0.003073 | 0.0029835 | 0.0028966 | 0.0028122 | 0.0027303 | 0.0026508 | 0.0025736 | 0.0024986 | 0.0024258 | 0.0023552 | 0.0022866 | 0.00222 | 0.0021553 | 0.0020925 | 0.0020316 | 0.0019724 | 0.001915 | 0.0018592 | 0.001805 | 0.0017525 | 0.0017014 | 0.0016519 | 0.0016038 | 0.001557 | 0.0015117 | 0.0014677 | 0.0014249 | 0.0013834 | 0.0013431 | 0.001304 | 0.0012722 | 0.0012412 | 0.0012109 | 0.0011814 | 0.0011525
|  | PRT_PRT_EF-WEF_ALL_ALL_innovative tariffs high+ | Introduce innovative tariffs - Company - High+ | Total NPC |  |  | Total | 2019-20: 0.26168
|  | PRT_PRT_EF-WEF_ALL_ALL_leak_alarm high+ | Leak Alarm - Company - High+ | Capex |  |  | Total
|  | PRT_PRT_EF-WEF_ALL_ALL_leak_alarm high+ | Leak Alarm - Company - High+ | Opex |  |  | Total | 2025-26: 0.020917; 2026-27: 0.020917; 2027-28: 0.020917; 2028-29: 0.020917; 2029-30: 0.020917
|  | PRT_PRT_EF-WEF_ALL_ALL_leak_alarm high+ | Leak Alarm - Company - High+ | Financing Cost |  |  | Total
|  | PRT_PRT_EF-WEF_ALL_ALL_leak_alarm high+ | Leak Alarm - Company - High+ | Discount Rate |  |  | Total | [6 empty] | 0.035 | 0.035 | 0.035 | 0.035 | 0.035 | 0.035 | 0.035 | 0.035 | 0.035 | 0.035 | 0.035 | 0.035 | 0.035 | 0.035 | 0.035 | 0.035 | 0.035 | 0.035 | 0.035 | 0.035 | 0.035 | 0.035 | 0.035 | 0.035 | 0.035 | 0.035 | 0.035 | 0.035 | 0.035 | 0.035 | 0.03 | 0.03 | 0.03 | 0.03 | 0.03 | 0.03 | 0.03 | 0.03 | 0.03 | 0.03 | 0.03 | 0.03 | 0.03 | 0.03 | 0.03 | 0.03 | 0.03 | 0.03 | 0.03 | 0.03 | 0.03 | 0.03 | 0.03 | 0.03 | 0.03 | 0.03 | 0.03 | 0.03 | 0.03 | 0.03 | 0.03 | 0.03 | 0.03 | 0.03 | 0.03 | 0.03 | 0.03 | 0.03 | 0.03 | 0.03 | 0.03 | 0.03 | 0.03 | 0.03 | 0.03 | 0.025 | 0.025 | 0.025 | 0.025 | 0.025
|  | PRT_PRT_EF-WEF_ALL_ALL_leak_alarm high+ | Leak Alarm - Company - High+ | Discount Factor |  |  | Total | [6 empty] | 0.96618 | 0.93351 | 0.90194 | 0.87144 | 0.84197 | 0.8135 | 0.78599 | 0.75941 | 0.73373 | 0.70892 | 0.68495 | 0.66178 | 0.6394 | 0.61778 | 0.59689 | 0.57671 | 0.5572 | 0.53836 | 0.52016 | 0.50257 | 0.48557 | 0.46915 | 0.45329 | 0.43796 | 0.42315 | 0.40884 | 0.39501 | 0.38165 | 0.36875 | 0.35628 | 0.3459 | 0.33583 | 0.32605 | 0.31655 | 0.30733 | 0.29838 | 0.28969 | 0.28125 | 0.27306 | 0.2651 | 0.25738 | 0.24989 | 0.24261 | 0.23554 | 0.22868 | 0.22202 | 0.21555 | 0.20928 | 0.20318 | 0.19726 | 0.19152 | 0.18594 | 0.18052 | 0.17527 | 0.17016 | 0.1652 | 0.16039 | 0.15572 | 0.15119 | 0.14678 | 0.14251 | 0.13836 | 0.13433 | 0.13041 | 0.12662 | 0.12293 | 0.11935 | 0.11587 | 0.1125 | 0.10922 | 0.10604 | 0.10295 | 0.099951 | 0.09704 | 0.094214 | 0.091916 | 0.089674 | 0.087487 | 0.085353 | 0.083271
|  | PRT_PRT_EF-WEF_ALL_ALL_leak_alarm high+ | Leak Alarm - Company - High+ | Capex | Costed Risk |  | Fixed
|  | PRT_PRT_EF-WEF_ALL_ALL_leak_alarm high+ | Leak Alarm - Company - High+ | Capex | Optimism Bias |  | Fixed
|  | PRT_PRT_EF-WEF_ALL_ALL_leak_alarm high+ | Leak Alarm - Company - High+ | Net Present Cost (NPC) |  |  | Total | 2025-26: 0.02021; 2026-27: 0.019526; 2027-28: 0.018866; 2028-29: 0.018228; 2029-30: 0.017612
|  | PRT_PRT_EF-WEF_ALL_ALL_leak_alarm high+ | Leak Alarm - Company - High+ | Total NPC |  |  | Total | 2019-20: 0.094442
|  | PRT_PRT_EF-WEF_ALL_ALL_meter csl high+ | Metering CSL - Company - High+ | Capex |  |  | Total | 2025-26: 0.38557; 2026-27: 0.61859; 2027-28: 0.87505; 2028-29: 1.054; 2029-30: 1.2281; 2030-31: 1.121; 2031-32: 0.95591; 2032-33: 0.83619; 2033-34: 0.55899; 2034-35: 0.24602
|  | PRT_PRT_EF-WEF_ALL_ALL_meter csl high+ | Metering CSL - Company - High+ | Opex |  |  | Total | 2025-26: 0.14437; 2026-27: 0.14437; 2027-28: 0.14437; 2028-29: 0.14437; 2029-30: 0.14437; 2030-31: 0.012461; 2031-32: 0.012461; 2032-33: 0.012461; 2033-34: 0.012461; 2034-35: 0.012461; 2035-36: 0.13351; 2036-37: 0.13351; 2037-38: 0.13351; 2038-39: 0.13351; 2039-40: 0.13351; 2040-41: 0.13351; 2041-42: 0.13351; 2042-43: 0.13351; 2043-44: 0.13351; 2044-45: 0.13351; 2045-46: 0.13351; 2046-47: 0.13351; 2047-48: 0.13351; 2048-49: 0.13351; 2049-50: 0.13351; 2050-51: 0.13351; 2051-52: 0.13351; 2052-53: 0.13351; 2053-54: 0.13351; 2054-55: 0.13351; 2055-56: 0.13351; 2056-57: 0.13351; 2057-58: 0.13351; 2058-59: 0.13351; 2059-60: 0.13351; 2060-61: 0.13351; 2061-62: 0.13351; 2062-63: 0.13351; 2063-64: 0.13351; 2064-65: 0.13351; 2065-66: 0.13351; 2066-67: 0.13351; 2067-68: 0.13351; 2068-69: 0.13351; 2069-70: 0.13351; 2070-71: 0.13351; 2071-72: 0.13351; 2072-73: 0.13351; 2073-74: 0.13351; 2074-75: 0.13351
|  | PRT_PRT_EF-WEF_ALL_ALL_meter csl high+ | Metering CSL - Company - High+ | Financing Cost |  |  | Total | [6 empty] | 0.0059956 | 0.02161 | 0.044836 | 0.074833 | 0.11032 | 0.14685 | 0.17914 | 0.20701 | 0.2287 | 0.24122 | 0.24505 | 0.24505 | 0.24505 | 0.24505 | 0.24505 | 0.24505 | 0.24505 | 0.24505 | 0.24505 | 0.24505 | 0.24505 | 0.24505 | 0.24505 | 0.24505 | 0.24505 | 0.24505 | 0.24505 | 0.24505 | 0.24505 | 0.24505 | 0.24505 | 0.24505 | 0.24505 | 0.24505 | 0.24505 | 0.24505 | 0.24505 | 0.24505 | 0.24505 | 0.24505 | 0.24505 | 0.24505 | 0.24505 | 0.24505 | 0.24505 | 0.24505 | 0.24505 | 0.24505 | 0.24505 | 0.24505 | 0.24505 | 0.24505 | 0.24505 | 0.24505 | 0.24505 | 0.24505 | 0.24505 | 0.24505 | 0.24505 | 0.24505 | 0.24505 | 0.24505 | 0.24505 | 0.24505 | 0.24505 | 0.24505 | 0.24505 | 0.24505 | 0.24505 | 0.24505 | 0.24505 | 0.24505 | 0.24505 | 0.24505 | 0.24505 | 0.24505 | 0.24505 | 0.24505 | 0.24505 | 0.24505
|  | PRT_PRT_EF-WEF_ALL_ALL_meter csl high+ | Metering CSL - Company - High+ | Discount Rate |  |  | Total | [6 empty] | 0.035 | 0.035 | 0.035 | 0.035 | 0.035 | 0.035 | 0.035 | 0.035 | 0.035 | 0.035 | 0.035 | 0.035 | 0.035 | 0.035 | 0.035 | 0.035 | 0.035 | 0.035 | 0.035 | 0.035 | 0.035 | 0.035 | 0.035 | 0.035 | 0.035 | 0.035 | 0.035 | 0.035 | 0.035 | 0.035 | 0.03 | 0.03 | 0.03 | 0.03 | 0.03 | 0.03 | 0.03 | 0.03 | 0.03 | 0.03 | 0.03 | 0.03 | 0.03 | 0.03 | 0.03 | 0.03 | 0.03 | 0.03 | 0.03 | 0.03 | 0.03 | 0.03 | 0.03 | 0.03 | 0.03 | 0.03 | 0.03 | 0.03 | 0.03 | 0.03 | 0.03 | 0.03 | 0.03 | 0.03 | 0.03 | 0.03 | 0.03 | 0.03 | 0.03 | 0.03 | 0.03 | 0.03 | 0.03 | 0.03 | 0.03 | 0.025 | 0.025 | 0.025 | 0.025 | 0.025
|  | PRT_PRT_EF-WEF_ALL_ALL_meter csl high+ | Metering CSL - Company - High+ | Discount Factor |  |  | Total | [6 empty] | 0.96618 | 0.93351 | 0.90194 | 0.87144 | 0.84197 | 0.8135 | 0.78599 | 0.75941 | 0.73373 | 0.70892 | 0.68495 | 0.66178 | 0.6394 | 0.61778 | 0.59689 | 0.57671 | 0.5572 | 0.53836 | 0.52016 | 0.50257 | 0.48557 | 0.46915 | 0.45329 | 0.43796 | 0.42315 | 0.40884 | 0.39501 | 0.38165 | 0.36875 | 0.35628 | 0.3459 | 0.33583 | 0.32605 | 0.31655 | 0.30733 | 0.29838 | 0.28969 | 0.28125 | 0.27306 | 0.2651 | 0.25738 | 0.24989 | 0.24261 | 0.23554 | 0.22868 | 0.22202 | 0.21555 | 0.20928 | 0.20318 | 0.19726 | 0.19152 | 0.18594 | 0.18052 | 0.17527 | 0.17016 | 0.1652 | 0.16039 | 0.15572 | 0.15119 | 0.14678 | 0.14251 | 0.13836 | 0.13433 | 0.13041 | 0.12662 | 0.12293 | 0.11935 | 0.11587 | 0.1125 | 0.10922 | 0.10604 | 0.10295 | 0.099951 | 0.09704 | 0.094214 | 0.091916 | 0.089674 | 0.087487 | 0.085353 | 0.083271
|  | PRT_PRT_EF-WEF_ALL_ALL_meter csl high+ | Metering CSL - Company - High+ | Capex | Costed Risk |  | Fixed
|  | PRT_PRT_EF-WEF_ALL_ALL_meter csl high+ | Metering CSL - Company - High+ | Capex | Optimism Bias |  | Fixed
|  | PRT_PRT_EF-WEF_ALL_ALL_meter csl high+ | Metering CSL - Company - High+ | Net Present Cost (NPC) |  |  | Total | [6 empty] | 0.14528 | 0.15495 | 0.17066 | 0.19102 | 0.21444 | 0.1296 | 0.1506 | 0.16667 | 0.17695 | 0.17984 | 0.25929 | 0.25053 | 0.24205 | 0.23387 | 0.22596 | 0.21832 | 0.21094 | 0.2038 | 0.19691 | 0.19025 | 0.18382 | 0.1776 | 0.1716 | 0.16579 | 0.16019 | 0.15477 | 0.14954 | 0.14448 | 0.13959 | 0.13487 | 0.13094 | 0.12713 | 0.12343 | 0.11983 | 0.11634 | 0.11295 | 0.10966 | 0.10647 | 0.10337 | 0.10036 | 0.097435 | 0.094597 | 0.091842 | 0.089167 | 0.08657 | 0.084048 | 0.0816 | 0.079224 | 0.076916 | 0.074676 | 0.046931 | 0.045564 | 0.044237 | 0.042948 | 0.041697 | 0.040483 | 0.039304 | 0.038159 | 0.037048 | 0.035969 | 0.034921 | 0.033904 | 0.032916 | 0.031958 | 0.031027 | 0.030123 | 0.029246 | 0.028394 | 0.027567 | 0.026764 | 0.025984 | 0.025228 | 0.024493 | 0.023779 | 0.023087 | 0.022524 | 0.021974 | 0.021438 | 0.020916 | 0.020405
|  | PRT_PRT_EF-WEF_ALL_ALL_meter csl high+ | Metering CSL - Company - High+ | Total NPC |  |  | Total | 2019-20: 8.4497
|  | PRT_PRT_EF-WEF_ALL_ALL_reduce_consump high+ | Community Reward (Waterfit platform) - Company - High+ | Capex |  |  | Total
|  | PRT_PRT_EF-WEF_ALL_ALL_reduce_consump high+ | Community Reward (Waterfit platform) - Company - High+ | Opex |  |  | Total | 2025-26: 0.12194; 2026-27: 0.12194; 2027-28: 0.12194; 2028-29: 0.12194; 2029-30: 0.12194; 2030-31: 0.12194; 2031-32: 0.12194; 2032-33: 0.12194; 2033-34: 0.12194; 2034-35: 0.12194; 2035-36: 0.12194; 2036-37: 0.12194; 2037-38: 0.12194; 2038-39: 0.12194; 2039-40: 0.12194; 2040-41: 0.12194; 2041-42: 0.12194; 2042-43: 0.12194; 2043-44: 0.12194; 2044-45: 0.12194; 2045-46: 0.12194; 2046-47: 0.12194; 2047-48: 0.12194; 2048-49: 0.12194; 2049-50: 0.12194; 2050-51: 0.12194; 2051-52: 0.12194; 2052-53: 0.12194; 2053-54: 0.12194; 2054-55: 0.12194; 2055-56: 0.12194; 2056-57: 0.12194; 2057-58: 0.12194; 2058-59: 0.12194; 2059-60: 0.12194; 2060-61: 0.12194; 2061-62: 0.12194; 2062-63: 0.12194; 2063-64: 0.12194; 2064-65: 0.12194; 2065-66: 0.12194; 2066-67: 0.12194; 2067-68: 0.12194; 2068-69: 0.12194; 2069-70: 0.12194; 2070-71: 0.12194; 2071-72: 0.12194; 2072-73: 0.12194; 2073-74: 0.12194; 2074-75: 0.12194
|  | PRT_PRT_EF-WEF_ALL_ALL_reduce_consump high+ | Community Reward (Waterfit platform) - Company - High+ | Financing Cost |  |  | Total
|  | PRT_PRT_EF-WEF_ALL_ALL_reduce_consump high+ | Community Reward (Waterfit platform) - Company - High+ | Discount Rate |  |  | Total | [6 empty] | 0.035 | 0.035 | 0.035 | 0.035 | 0.035 | 0.035 | 0.035 | 0.035 | 0.035 | 0.035 | 0.035 | 0.035 | 0.035 | 0.035 | 0.035 | 0.035 | 0.035 | 0.035 | 0.035 | 0.035 | 0.035 | 0.035 | 0.035 | 0.035 | 0.035 | 0.035 | 0.035 | 0.035 | 0.035 | 0.035 | 0.03 | 0.03 | 0.03 | 0.03 | 0.03 | 0.03 | 0.03 | 0.03 | 0.03 | 0.03 | 0.03 | 0.03 | 0.03 | 0.03 | 0.03 | 0.03 | 0.03 | 0.03 | 0.03 | 0.03 | 0.03 | 0.03 | 0.03 | 0.03 | 0.03 | 0.03 | 0.03 | 0.03 | 0.03 | 0.03 | 0.03 | 0.03 | 0.03 | 0.03 | 0.03 | 0.03 | 0.03 | 0.03 | 0.03 | 0.03 | 0.03 | 0.03 | 0.03 | 0.03 | 0.03 | 0.025 | 0.025 | 0.025 | 0.025 | 0.025
|  | PRT_PRT_EF-WEF_ALL_ALL_reduce_consump high+ | Community Reward (Waterfit platform) - Company - High+ | Discount Factor |  |  | Total | [6 empty] | 0.96618 | 0.93351 | 0.90194 | 0.87144 | 0.84197 | 0.8135 | 0.78599 | 0.75941 | 0.73373 | 0.70892 | 0.68495 | 0.66178 | 0.6394 | 0.61778 | 0.59689 | 0.57671 | 0.5572 | 0.53836 | 0.52016 | 0.50257 | 0.48557 | 0.46915 | 0.45329 | 0.43796 | 0.42315 | 0.40884 | 0.39501 | 0.38165 | 0.36875 | 0.35628 | 0.3459 | 0.33583 | 0.32605 | 0.31655 | 0.30733 | 0.29838 | 0.28969 | 0.28125 | 0.27306 | 0.2651 | 0.25738 | 0.24989 | 0.24261 | 0.23554 | 0.22868 | 0.22202 | 0.21555 | 0.20928 | 0.20318 | 0.19726 | 0.19152 | 0.18594 | 0.18052 | 0.17527 | 0.17016 | 0.1652 | 0.16039 | 0.15572 | 0.15119 | 0.14678 | 0.14251 | 0.13836 | 0.13433 | 0.13041 | 0.12662 | 0.12293 | 0.11935 | 0.11587 | 0.1125 | 0.10922 | 0.10604 | 0.10295 | 0.099951 | 0.09704 | 0.094214 | 0.091916 | 0.089674 | 0.087487 | 0.085353 | 0.083271
|  | PRT_PRT_EF-WEF_ALL_ALL_reduce_consump high+ | Community Reward (Waterfit platform) - Company - High+ | Capex | Costed Risk |  | Fixed
|  | PRT_PRT_EF-WEF_ALL_ALL_reduce_consump high+ | Community Reward (Waterfit platform) - Company - High+ | Capex | Optimism Bias |  | Fixed
|  | PRT_PRT_EF-WEF_ALL_ALL_reduce_consump high+ | Community Reward (Waterfit platform) - Company - High+ | Net Present Cost (NPC) |  |  | Total | 2025-26: 0.11782; 2026-27: 0.11383; 2027-28: 0.10998; 2028-29: 0.10627; 2029-30: 0.10267; 2030-31: 0.0992; 2031-32: 0.095845; 2032-33: 0.092604; 2033-34: 0.089473; 2034-35: 0.086447; 2035-36: 0.083524; 2036-37: 0.080699; 2037-38: 0.07797; 2038-39: 0.075334; 2039-40: 0.072786; 2040-41: 0.070325; 2041-42: 0.067947; 2042-43: 0.065649; 2043-44: 0.063429; 2044-45: 0.061284; 2045-46: 0.059212; 2046-47: 0.057209; 2047-48: 0.055275; 2048-49: 0.053405; 2049-50: 0.051599; 2050-51: 0.049855; 2051-52: 0.048169; 2052-53: 0.04654; 2053-54: 0.044966; 2054-55: 0.043445; 2055-56: 0.04218; 2056-57: 0.040951; 2057-58: 0.039759; 2058-59: 0.038601; 2059-60: 0.037476; 2060-61: 0.036385; 2061-62: 0.035325; 2062-63: 0.034296; 2063-64: 0.033297; 2064-65: 0.032327; 2065-66: 0.031386; 2066-67: 0.030472; 2067-68: 0.029584; 2068-69: 0.028722; 2069-70: 0.027886; 2070-71: 0.027074; 2071-72: 0.026285; 2072-73: 0.02552; 2073-74: 0.024776; 2074-75: 0.024055
|  | PRT_PRT_EF-WEF_ALL_ALL_reduce_consump high+ | Community Reward (Waterfit platform) - Company - High+ | Total NPC |  |  | Total | 2019-20: 2.8891
|  | PRT_PRT_EF-WEF_ALL_ALL_saving_devices_med | Promotion of water saving devices – Retrofitting (new or subsidised) - Medium | Capex |  |  | Total
|  | PRT_PRT_EF-WEF_ALL_ALL_saving_devices_med | Promotion of water saving devices – Retrofitting (new or subsidised) - Medium | Opex |  |  | Total | [6 empty] | 0.26419 | 0.24711 | 0.23136 | 0.21683 | 0.20342 | 0.45526 | 0.42678 | 0.40051 | 0.3763 | 0.35393 | 0.59751 | 0.56144 | 0.52813 | 0.49744 | 0.4691 | 0.70717 | 0.66601 | 0.62799 | 0.59299 | 0.56066 | 0.79504 | 0.75049 | 0.70932 | 0.67142 | 0.63642 | 0.86518 | 0.81837 | 0.77509 | 0.73525 | 0.69845 | 0.92557 | 0.87725 | 0.83256 | 0.79143 | 0.75344 | 0.97944 | 0.93011 | 0.88446 | 0.84245 | 0.80367 | 1.0289 | 0.97893 | 0.93263 | 0.89006 | 0.85074 | 1.0755 | 1.025 | 0.97832 | 0.93537 | 0.89569 | 1.1201 | 1.0693 | 1.0223 | 0.97911 | 0.93921 | 1.1634 | 1.1124 | 1.0652 | 1.0218 | 0.98176 | 1.2058 | 1.1547 | 1.1073 | 1.0638 | 1.0236 | 1.2476 | 1.1964 | 1.149 | 1.1054 | 1.0651 | 1.289 | 1.2377 | 1.1903 | 1.1466 | 1.1063
|  | PRT_PRT_EF-WEF_ALL_ALL_saving_devices_med | Promotion of water saving devices – Retrofitting (new or subsidised) - Medium | Financing Cost |  |  | Total
|  | PRT_PRT_EF-WEF_ALL_ALL_saving_devices_med | Promotion of water saving devices – Retrofitting (new or subsidised) - Medium | Discount Rate |  |  | Total | [6 empty] | 0.035 | 0.035 | 0.035 | 0.035 | 0.035 | 0.035 | 0.035 | 0.035 | 0.035 | 0.035 | 0.035 | 0.035 | 0.035 | 0.035 | 0.035 | 0.035 | 0.035 | 0.035 | 0.035 | 0.035 | 0.035 | 0.035 | 0.035 | 0.035 | 0.035 | 0.035 | 0.035 | 0.035 | 0.035 | 0.035 | 0.03 | 0.03 | 0.03 | 0.03 | 0.03 | 0.03 | 0.03 | 0.03 | 0.03 | 0.03 | 0.03 | 0.03 | 0.03 | 0.03 | 0.03 | 0.03 | 0.03 | 0.03 | 0.03 | 0.03 | 0.03 | 0.03 | 0.03 | 0.03 | 0.03 | 0.03 | 0.03 | 0.03 | 0.03 | 0.03 | 0.03 | 0.03 | 0.03 | 0.03 | 0.03 | 0.03 | 0.03 | 0.03 | 0.03 | 0.03 | 0.03 | 0.03 | 0.03 | 0.03 | 0.03 | 0.025 | 0.025 | 0.025 | 0.025 | 0.025
|  | PRT_PRT_EF-WEF_ALL_ALL_saving_devices_med | Promotion of water saving devices – Retrofitting (new or subsidised) - Medium | Discount Factor |  |  | Total | [6 empty] | 0.96618 | 0.93351 | 0.90194 | 0.87144 | 0.84197 | 0.8135 | 0.78599 | 0.75941 | 0.73373 | 0.70892 | 0.68495 | 0.66178 | 0.6394 | 0.61778 | 0.59689 | 0.57671 | 0.5572 | 0.53836 | 0.52016 | 0.50257 | 0.48557 | 0.46915 | 0.45329 | 0.43796 | 0.42315 | 0.40884 | 0.39501 | 0.38165 | 0.36875 | 0.35628 | 0.3459 | 0.33583 | 0.32605 | 0.31655 | 0.30733 | 0.29838 | 0.28969 | 0.28125 | 0.27306 | 0.2651 | 0.25738 | 0.24989 | 0.24261 | 0.23554 | 0.22868 | 0.22202 | 0.21555 | 0.20928 | 0.20318 | 0.19726 | 0.19152 | 0.18594 | 0.18052 | 0.17527 | 0.17016 | 0.1652 | 0.16039 | 0.15572 | 0.15119 | 0.14678 | 0.14251 | 0.13836 | 0.13433 | 0.13041 | 0.12662 | 0.12293 | 0.11935 | 0.11587 | 0.1125 | 0.10922 | 0.10604 | 0.10295 | 0.099951 | 0.09704 | 0.094214 | 0.091916 | 0.089674 | 0.087487 | 0.085353 | 0.083271
|  | PRT_PRT_EF-WEF_ALL_ALL_saving_devices_med | Promotion of water saving devices – Retrofitting (new or subsidised) - Medium | Capex | Costed Risk |  | Fixed
|  | PRT_PRT_EF-WEF_ALL_ALL_saving_devices_med | Promotion of water saving devices – Retrofitting (new or subsidised) - Medium | Capex | Optimism Bias |  | Fixed
|  | PRT_PRT_EF-WEF_ALL_ALL_saving_devices_med | Promotion of water saving devices – Retrofitting (new or subsidised) - Medium | Net Present Cost (NPC) |  |  | Total | [6 empty] | 0.25526 | 0.23068 | 0.20867 | 0.18896 | 0.17127 | 0.37035 | 0.33545 | 0.30415 | 0.2761 | 0.25091 | 0.40926 | 0.37155 | 0.33769 | 0.30731 | 0.28 | 0.40783 | 0.37111 | 0.33809 | 0.30845 | 0.28177 | 0.38605 | 0.35209 | 0.32152 | 0.29405 | 0.2693 | 0.35372 | 0.32327 | 0.29582 | 0.27112 | 0.24884 | 0.32016 | 0.2946 | 0.27145 | 0.25053 | 0.23155 | 0.29224 | 0.26944 | 0.24875 | 0.23004 | 0.21306 | 0.26483 | 0.24462 | 0.22626 | 0.20965 | 0.19455 | 0.23879 | 0.22095 | 0.20474 | 0.19005 | 0.17669 | 0.21452 | 0.19883 | 0.18455 | 0.1716 | 0.15982 | 0.1922 | 0.17842 | 0.16588 | 0.15449 | 0.1441 | 0.17184 | 0.15976 | 0.14875 | 0.13874 | 0.12961 | 0.15336 | 0.14278 | 0.13313 | 0.12435 | 0.11633 | 0.13669 | 0.12742 | 0.11897 | 0.11127 | 0.10423
|  | PRT_PRT_EF-WEF_ALL_ALL_saving_devices_med | Promotion of water saving devices – Retrofitting (new or subsidised) - Medium | Total NPC |  |  | Total | 2019-20: 17.6952
|  | PRT_PRT_EF-WEF_ALL_ALL_vulnerability high+ | Vulnerability - Company - High+ | Capex |  |  | Total
|  | PRT_PRT_EF-WEF_ALL_ALL_vulnerability high+ | Vulnerability - Company - High+ | Opex |  |  | Total | 2025-26: 0.00026703; 2026-27: 0.00026703; 2027-28: 0.00026703; 2028-29: 0.00026703; 2029-30: 0.00026703; 2030-31: 0.00026703; 2031-32: 0.00026703; 2032-33: 0.00026703; 2033-34: 0.00026703; 2034-35: 0.00026703; 2035-36: 0.00026703; 2036-37: 0.00026703; 2037-38: 0.00026703; 2038-39: 0.00026703; 2039-40: 0.00026703; 2040-41: 0.00026703; 2041-42: 0.00026703; 2042-43: 0.00026703; 2043-44: 0.00026703; 2044-45: 0.00026703; 2045-46: 0.00026703; 2046-47: 0.00026703; 2047-48: 0.00026703; 2048-49: 0.00026703; 2049-50: 0.00026703; 2050-51: 0.00026703; 2051-52: 0.00026703; 2052-53: 0.00026703; 2053-54: 0.00026703; 2054-55: 0.00026703; 2055-56: 0.00026703; 2056-57: 0.00026703; 2057-58: 0.00026703; 2058-59: 0.00026703; 2059-60: 0.00026703; 2060-61: 0.00026703; 2061-62: 0.00026703; 2062-63: 0.00026703; 2063-64: 0.00026703; 2064-65: 0.00026703; 2065-66: 0.00026703; 2066-67: 0.00026703; 2067-68: 0.00026703; 2068-69: 0.00026703; 2069-70: 0.00026703; 2070-71: 0.00026703; 2071-72: 0.00026703; 2072-73: 0.00026703; 2073-74: 0.00026703; 2074-75: 0.00026703
|  | PRT_PRT_EF-WEF_ALL_ALL_vulnerability high+ | Vulnerability - Company - High+ | Financing Cost |  |  | Total
|  | PRT_PRT_EF-WEF_ALL_ALL_vulnerability high+ | Vulnerability - Company - High+ | Discount Rate |  |  | Total | [6 empty] | 0.035 | 0.035 | 0.035 | 0.035 | 0.035 | 0.035 | 0.035 | 0.035 | 0.035 | 0.035 | 0.035 | 0.035 | 0.035 | 0.035 | 0.035 | 0.035 | 0.035 | 0.035 | 0.035 | 0.035 | 0.035 | 0.035 | 0.035 | 0.035 | 0.035 | 0.035 | 0.035 | 0.035 | 0.035 | 0.035 | 0.03 | 0.03 | 0.03 | 0.03 | 0.03 | 0.03 | 0.03 | 0.03 | 0.03 | 0.03 | 0.03 | 0.03 | 0.03 | 0.03 | 0.03 | 0.03 | 0.03 | 0.03 | 0.03 | 0.03 | 0.03 | 0.03 | 0.03 | 0.03 | 0.03 | 0.03 | 0.03 | 0.03 | 0.03 | 0.03 | 0.03 | 0.03 | 0.03 | 0.03 | 0.03 | 0.03 | 0.03 | 0.03 | 0.03 | 0.03 | 0.03 | 0.03 | 0.03 | 0.03 | 0.03 | 0.025 | 0.025 | 0.025 | 0.025 | 0.025
|  | PRT_PRT_EF-WEF_ALL_ALL_vulnerability high+ | Vulnerability - Company - High+ | Discount Factor |  |  | Total | [6 empty] | 0.96618 | 0.93351 | 0.90194 | 0.87144 | 0.84197 | 0.8135 | 0.78599 | 0.75941 | 0.73373 | 0.70892 | 0.68495 | 0.66178 | 0.6394 | 0.61778 | 0.59689 | 0.57671 | 0.5572 | 0.53836 | 0.52016 | 0.50257 | 0.48557 | 0.46915 | 0.45329 | 0.43796 | 0.42315 | 0.40884 | 0.39501 | 0.38165 | 0.36875 | 0.35628 | 0.3459 | 0.33583 | 0.32605 | 0.31655 | 0.30733 | 0.29838 | 0.28969 | 0.28125 | 0.27306 | 0.2651 | 0.25738 | 0.24989 | 0.24261 | 0.23554 | 0.22868 | 0.22202 | 0.21555 | 0.20928 | 0.20318 | 0.19726 | 0.19152 | 0.18594 | 0.18052 | 0.17527 | 0.17016 | 0.1652 | 0.16039 | 0.15572 | 0.15119 | 0.14678 | 0.14251 | 0.13836 | 0.13433 | 0.13041 | 0.12662 | 0.12293 | 0.11935 | 0.11587 | 0.1125 | 0.10922 | 0.10604 | 0.10295 | 0.099951 | 0.09704 | 0.094214 | 0.091916 | 0.089674 | 0.087487 | 0.085353 | 0.083271
|  | PRT_PRT_EF-WEF_ALL_ALL_vulnerability high+ | Vulnerability - Company - High+ | Capex | Costed Risk |  | Fixed
|  | PRT_PRT_EF-WEF_ALL_ALL_vulnerability high+ | Vulnerability - Company - High+ | Capex | Optimism Bias |  | Fixed
|  | PRT_PRT_EF-WEF_ALL_ALL_vulnerability high+ | Vulnerability - Company - High+ | Net Present Cost (NPC) |  |  | Total | 2025-26: 0.000258; 2026-27: 0.00024927; 2027-28: 0.00024084; 2028-29: 0.0002327; 2029-30: 0.00022483; 2030-31: 0.00021723; 2031-32: 0.00020988; 2032-33: 0.00020278; 2033-34: 0.00019593; 2034-35: 0.0001893; 2035-36: 0.0001829; 2036-37: 0.00017671; 2037-38: 0.00017074; 2038-39: 0.00016496; 2039-40: 0.00015939; 2040-41: 0.000154; 2041-42: 0.00014879; 2042-43: 0.00014376; 2043-44: 0.0001389; 2044-45: 0.0001342; 2045-46: 0.00012966; 2046-47: 0.00012528; 2047-48: 0.00012104; 2048-49: 0.00011695; 2049-50: 0.00011299; 2050-51: 0.00010917; 2051-52: 0.00010548; 2052-53: 0.00010191; 2053-54: 9.8466e-05; 2054-55: 9.5136e-05; 2055-56: 9.2365e-05; 2056-57: 8.9675e-05; 2057-58: 8.7063e-05; 2058-59: 8.4527e-05; 2059-60: 8.2065e-05; 2060-61: 7.9675e-05; 2061-62: 7.7354e-05; 2062-63: 7.5101e-05; 2063-64: 7.2914e-05; 2064-65: 7.079e-05; 2065-66: 6.8728e-05; 2066-67: 6.6726e-05; 2067-68: 6.4783e-05; 2068-69: 6.2896e-05; 2069-70: 6.1064e-05; 2070-71: 5.9285e-05; 2071-72: 5.7559e-05; 2072-73: 5.5882e-05; 2073-74: 5.4255e-05; 2074-75: 5.2674e-05
|  | PRT_PRT_EF-WEF_ALL_ALL_vulnerability high+ | Vulnerability - Company - High+ | Total NPC |  |  | Total | 2019-20: 0.0063265
|  | PRT_PRT_HI-ROC_ALL_ALL_Source O booster | Upgrade Source O Booster to 25Mld | Capex |  |  | Total | 2025-26: 0.21333; 2026-27: 0.21333; 2036-37: 0.090283; 2046-47: 0.19583; 2056-57: 0.090283; 2066-67: 0.19583; 2076-77: 0.090283; 2086-87: 0.34051; 2096-97: 0.090283
|  | PRT_PRT_HI-ROC_ALL_ALL_Source O booster | Upgrade Source O Booster to 25Mld | Opex |  |  | Total | [8 empty] | 0.016513 | 0.016513 | 0.016513 | 0.016513 | 0.016513 | 0.016513 | 0.016513 | 0.016513 | 0.016513 | 0.016513 | 0.016513 | 0.016513 | 0.016513 | 0.016513 | 0.016513 | 0.016513 | 0.016513 | 0.016513 | 0.016513 | 0.016513 | 0.016513 | 0.016513 | 0.016513 | 0.016513 | 0.016513 | 0.016513 | 0.016513 | 0.016513 | 0.016513 | 0.016513 | 0.016513 | 0.016513 | 0.016513 | 0.016513 | 0.016513 | 0.016513 | 0.016513 | 0.016513 | 0.016513 | 0.016513 | 0.016513 | 0.016513 | 0.016513 | 0.016513 | 0.016513 | 0.016513 | 0.016513 | 0.016513 | 0.016513 | 0.016513 | 0.016513 | 0.016513 | 0.016513 | 0.016513 | 0.016513 | 0.016513 | 0.016513 | 0.016513 | 0.016513 | 0.016513 | 0.016513 | 0.016513 | 0.016513 | 0.016513 | 0.016513 | 0.016513 | 0.016513 | 0.016513 | 0.016513 | 0.016513 | 0.016513 | 0.016513 | 0.016513 | 0.016513 | 0.016513 | 0.016513 | 0.016513 | 0.016513
|  | PRT_PRT_HI-ROC_ALL_ALL_Source O booster | Upgrade Source O Booster to 25Mld | Financing Cost |  |  | Total | [6 empty] | 0.0054388 | 0.016316 | 0.046292 | 0.045516 | 0.044741 | 0.043966 | 0.043191 | 0.042416 | 0.041641 | 0.040866 | 0.040091 | 0.041337 | 0.042584 | 0.041808 | 0.041033 | 0.040258 | 0.039483 | 0.038708 | 0.037933 | 0.037158 | 0.036382 | 0.039992 | 0.043602 | 0.042827 | 0.042052 | 0.041277 | 0.040502 | 0.039727 | 0.038951 | 0.038176 | 0.037401 | 0.038648 | 0.039894 | 0.039119 | 0.038344 | 0.037569 | 0.036794 | 0.036018 | 0.035243 | 0.034468 | 0.033693 | 0.037303 | 0.040913 | 0.040138 | 0.039363 | 0.038587 | 0.037812 | 0.037037 | 0.036262 | 0.035487 | 0.034712 | 0.035958 | 0.037205 | 0.03643 | 0.035655 | 0.034879 | 0.034104 | 0.033329 | 0.032554 | 0.031779 | 0.031004 | 0.037853 | 0.044703 | 0.043928 | 0.043153 | 0.042378 | 0.041603 | 0.040827 | 0.040052 | 0.039277 | 0.038502 | 0.039749 | 0.040995 | 0.04022 | 0.039445 | 0.03867 | 0.037894 | 0.037119 | 0.036344 | 0.035569
|  | PRT_PRT_HI-ROC_ALL_ALL_Source O booster | Upgrade Source O Booster to 25Mld | Discount Rate |  |  | Total | [6 empty] | 0.035 | 0.035 | 0.035 | 0.035 | 0.035 | 0.035 | 0.035 | 0.035 | 0.035 | 0.035 | 0.035 | 0.035 | 0.035 | 0.035 | 0.035 | 0.035 | 0.035 | 0.035 | 0.035 | 0.035 | 0.035 | 0.035 | 0.035 | 0.035 | 0.035 | 0.035 | 0.035 | 0.035 | 0.035 | 0.035 | 0.03 | 0.03 | 0.03 | 0.03 | 0.03 | 0.03 | 0.03 | 0.03 | 0.03 | 0.03 | 0.03 | 0.03 | 0.03 | 0.03 | 0.03 | 0.03 | 0.03 | 0.03 | 0.03 | 0.03 | 0.03 | 0.03 | 0.03 | 0.03 | 0.03 | 0.03 | 0.03 | 0.03 | 0.03 | 0.03 | 0.03 | 0.03 | 0.03 | 0.03 | 0.03 | 0.03 | 0.03 | 0.03 | 0.03 | 0.03 | 0.03 | 0.03 | 0.03 | 0.03 | 0.03 | 0.025 | 0.025 | 0.025 | 0.025 | 0.025
|  | PRT_PRT_HI-ROC_ALL_ALL_Source O booster | Upgrade Source O Booster to 25Mld | Discount Factor |  |  | Total | [6 empty] | 0.96618 | 0.93351 | 0.90194 | 0.87144 | 0.84197 | 0.8135 | 0.78599 | 0.75941 | 0.73373 | 0.70892 | 0.68495 | 0.66178 | 0.6394 | 0.61778 | 0.59689 | 0.57671 | 0.5572 | 0.53836 | 0.52016 | 0.50257 | 0.48557 | 0.46915 | 0.45329 | 0.43796 | 0.42315 | 0.40884 | 0.39501 | 0.38165 | 0.36875 | 0.35628 | 0.3459 | 0.33583 | 0.32605 | 0.31655 | 0.30733 | 0.29838 | 0.28969 | 0.28125 | 0.27306 | 0.2651 | 0.25738 | 0.24989 | 0.24261 | 0.23554 | 0.22868 | 0.22202 | 0.21555 | 0.20928 | 0.20318 | 0.19726 | 0.19152 | 0.18594 | 0.18052 | 0.17527 | 0.17016 | 0.1652 | 0.16039 | 0.15572 | 0.15119 | 0.14678 | 0.14251 | 0.13836 | 0.13433 | 0.13041 | 0.12662 | 0.12293 | 0.11935 | 0.11587 | 0.1125 | 0.10922 | 0.10604 | 0.10295 | 0.099951 | 0.09704 | 0.094214 | 0.091916 | 0.089674 | 0.087487 | 0.085353 | 0.083271
|  | PRT_PRT_HI-ROC_ALL_ALL_Source O booster | Upgrade Source O Booster to 25Mld | Capex | Costed Risk |  | Fixed | 2025-26: 0.042564; 2026-27: 0.042564
|  | PRT_PRT_HI-ROC_ALL_ALL_Source O booster | Upgrade Source O Booster to 25Mld | Capex | Optimism Bias |  | Fixed | 2025-26: 0.093866; 2026-27: 0.093866; 2036-37: 0.039725; 2046-47: 0.086165; 2056-57: 0.039725; 2066-67: 0.086165; 2076-77: 0.039725; 2086-87: 0.14983; 2096-97: 0.039725
|  | PRT_PRT_HI-ROC_ALL_ALL_Source O booster | Upgrade Source O Booster to 25Mld | Net Present Cost (NPC) |  |  | Total | [6 empty] | 0.0052549 | 0.015232 | 0.056646 | 0.054055 | 0.051575 | 0.0492 | 0.046927 | 0.044752 | 0.042669 | 0.040677 | 0.038771 | 0.038284 | 0.037787 | 0.03603 | 0.034349 | 0.03274 | 0.031201 | 0.029729 | 0.02832 | 0.026973 | 0.025685 | 0.02651 | 0.02725 | 0.025989 | 0.024782 | 0.023627 | 0.022522 | 0.021464 | 0.020453 | 0.019485 | 0.018649 | 0.018525 | 0.018391 | 0.01761 | 0.016859 | 0.016137 | 0.015442 | 0.014775 | 0.014133 | 0.013515 | 0.012922 | 0.013448 | 0.013932 | 0.013344 | 0.012778 | 0.012234 | 0.01171 | 0.011207 | 0.010723 | 0.010258 | 0.0098105 | 0.0097565 | 0.0096974 | 0.0092791 | 0.0088769 | 0.0084903 | 0.0081187 | 0.0077615 | 0.0074183 | 0.0070884 | 0.0067715 | 0.007522 | 0.008223 | 0.0078824 | 0.0075547 | 0.0072393 | 0.006936 | 0.0066441 | 0.0063634 | 0.0060934 | 0.0058337 | 0.0057922 | 0.005748 | 0.0055054 | 0.005272 | 0.0050722 | 0.004879 | 0.0046922 | 0.0045115 | 0.004337
|  | PRT_PRT_HI-ROC_ALL_ALL_Source O booster | Upgrade Source O Booster to 25Mld | Total NPC |  |  | Total | 2019-20: 1.4747
|  | PRT_PRT_HI-ROC_NET_ALL_Works A to Reservoir B 10 | HT to Reservoir B via Works A 10Ml/d | Capex |  |  | Total | 2025-26: 1.6524; 2026-27: 1.6524; 2027-28: 1.6524; 2028-29: 1.6524; 2029-30: 1.6524; 2054-55: 1.5; 2079-80: 1.5; 2089-90: 5.3; 2104-05: 1.5
|  | PRT_PRT_HI-ROC_NET_ALL_Works A to Reservoir B 10 | HT to Reservoir B via Works A 10Ml/d | Opex |  |  | Total | [11 empty] | 1.2828 | 1.2828 | 1.2828 | 1.2828 | 1.2828 | 1.2828 | 1.2828 | 1.2828 | 1.2828 | 1.2828 | 1.2828 | 1.2828 | 1.2828 | 1.2828 | 1.2828 | 1.2828 | 1.2828 | 1.2828 | 1.2828 | 1.2828 | 1.2828 | 1.2828 | 1.2828 | 1.2828 | 1.2828 | 1.2828 | 1.2828 | 1.2828 | 1.2828 | 1.2828 | 1.2828 | 1.2828 | 1.2828 | 1.2828 | 1.2828 | 1.2828 | 1.2828 | 1.2828 | 1.2828 | 1.2828 | 1.2828 | 1.2828 | 1.2828 | 1.2828 | 1.2828 | 1.2828 | 1.2828 | 1.2828 | 1.2828 | 1.2828 | 1.2828 | 1.2828 | 1.2828 | 1.2828 | 1.2828 | 1.2828 | 1.2828 | 1.2828 | 1.2828 | 1.2828 | 1.2828 | 1.2828 | 1.2828 | 1.2828 | 1.2828 | 1.2828 | 1.2828 | 1.2828 | 1.2828 | 1.2828 | 1.2828 | 1.2828 | 1.2828 | 1.2828 | 1.2828
|  | PRT_PRT_HI-ROC_NET_ALL_Works A to Reservoir B 10 | HT to Reservoir B via Works A 10Ml/d | Financing Cost |  |  | Total | [6 empty] | 0.039118 | 0.11735 | 0.19559 | 0.27383 | 0.35206 | 0.59824 | 0.59169 | 0.58515 | 0.57861 | 0.57207 | 0.56553 | 0.55899 | 0.55245 | 0.54591 | 0.53936 | 0.53282 | 0.52628 | 0.51974 | 0.5132 | 0.50666 | 0.50012 | 0.49358 | 0.48704 | 0.48049 | 0.47395 | 0.46741 | 0.46087 | 0.45433 | 0.44779 | 0.47126 | 0.49473 | 0.48818 | 0.48164 | 0.4751 | 0.46856 | 0.46202 | 0.45548 | 0.44894 | 0.4424 | 0.43586 | 0.42931 | 0.42277 | 0.41623 | 0.40969 | 0.40315 | 0.39661 | 0.39007 | 0.38353 | 0.37698 | 0.37044 | 0.3639 | 0.35736 | 0.35082 | 0.34428 | 0.36775 | 0.39122 | 0.38467 | 0.37813 | 0.37159 | 0.36505 | 0.35851 | 0.35197 | 0.34543 | 0.33889 | 0.43838 | 0.53787 | 0.53133 | 0.52479 | 0.51825 | 0.51171 | 0.50517 | 0.49863 | 0.49209 | 0.48554 | 0.479 | 0.47246 | 0.46592 | 0.45938 | 0.45284 | 0.47631
|  | PRT_PRT_HI-ROC_NET_ALL_Works A to Reservoir B 10 | HT to Reservoir B via Works A 10Ml/d | Discount Rate |  |  | Total | [6 empty] | 0.035 | 0.035 | 0.035 | 0.035 | 0.035 | 0.035 | 0.035 | 0.035 | 0.035 | 0.035 | 0.035 | 0.035 | 0.035 | 0.035 | 0.035 | 0.035 | 0.035 | 0.035 | 0.035 | 0.035 | 0.035 | 0.035 | 0.035 | 0.035 | 0.035 | 0.035 | 0.035 | 0.035 | 0.035 | 0.035 | 0.03 | 0.03 | 0.03 | 0.03 | 0.03 | 0.03 | 0.03 | 0.03 | 0.03 | 0.03 | 0.03 | 0.03 | 0.03 | 0.03 | 0.03 | 0.03 | 0.03 | 0.03 | 0.03 | 0.03 | 0.03 | 0.03 | 0.03 | 0.03 | 0.03 | 0.03 | 0.03 | 0.03 | 0.03 | 0.03 | 0.03 | 0.03 | 0.03 | 0.03 | 0.03 | 0.03 | 0.03 | 0.03 | 0.03 | 0.03 | 0.03 | 0.03 | 0.03 | 0.03 | 0.03 | 0.025 | 0.025 | 0.025 | 0.025 | 0.025
|  | PRT_PRT_HI-ROC_NET_ALL_Works A to Reservoir B 10 | HT to Reservoir B via Works A 10Ml/d | Discount Factor |  |  | Total | [6 empty] | 0.96618 | 0.93351 | 0.90194 | 0.87144 | 0.84197 | 0.8135 | 0.78599 | 0.75941 | 0.73373 | 0.70892 | 0.68495 | 0.66178 | 0.6394 | 0.61778 | 0.59689 | 0.57671 | 0.5572 | 0.53836 | 0.52016 | 0.50257 | 0.48557 | 0.46915 | 0.45329 | 0.43796 | 0.42315 | 0.40884 | 0.39501 | 0.38165 | 0.36875 | 0.35628 | 0.3459 | 0.33583 | 0.32605 | 0.31655 | 0.30733 | 0.29838 | 0.28969 | 0.28125 | 0.27306 | 0.2651 | 0.25738 | 0.24989 | 0.24261 | 0.23554 | 0.22868 | 0.22202 | 0.21555 | 0.20928 | 0.20318 | 0.19726 | 0.19152 | 0.18594 | 0.18052 | 0.17527 | 0.17016 | 0.1652 | 0.16039 | 0.15572 | 0.15119 | 0.14678 | 0.14251 | 0.13836 | 0.13433 | 0.13041 | 0.12662 | 0.12293 | 0.11935 | 0.11587 | 0.1125 | 0.10922 | 0.10604 | 0.10295 | 0.099951 | 0.09704 | 0.094214 | 0.091916 | 0.089674 | 0.087487 | 0.085353 | 0.083271
|  | PRT_PRT_HI-ROC_NET_ALL_Works A to Reservoir B 10 | HT to Reservoir B via Works A 10Ml/d | Capex | Costed Risk |  | Fixed | 2025-26: 0.38964; 2026-27: 0.38964; 2027-28: 0.38964; 2028-29: 0.38964; 2029-30: 0.38964
|  | PRT_PRT_HI-ROC_NET_ALL_Works A to Reservoir B 10 | HT to Reservoir B via Works A 10Ml/d | Capex | Optimism Bias |  | Fixed | 2025-26: 0.47358; 2026-27: 0.47358; 2027-28: 0.47358; 2028-29: 0.47358; 2029-30: 0.47358; 2054-55: 0.4299; 2079-80: 0.4299; 2089-90: 1.519; 2104-05: 0.4299
|  | PRT_PRT_HI-ROC_NET_ALL_Works A to Reservoir B 10 | HT to Reservoir B via Works A 10Ml/d | Net Present Cost (NPC) |  |  | Total | [6 empty] | 0.037795 | 0.10955 | 0.17641 | 0.23862 | 0.29643 | 1.5302 | 1.4734 | 1.4186 | 1.3658 | 1.315 | 1.266 | 1.2189 | 1.1735 | 1.1298 | 1.0876 | 1.0471 | 1.008 | 0.97043 | 0.93421 | 0.89933 | 0.86574 | 0.8334 | 0.80225 | 0.77226 | 0.74337 | 0.71556 | 0.68878 | 0.66299 | 0.63816 | 0.62494 | 0.61486 | 0.59475 | 0.57529 | 0.55647 | 0.53825 | 0.52062 | 0.50356 | 0.48706 | 0.47108 | 0.45563 | 0.44067 | 0.4262 | 0.4122 | 0.39866 | 0.38555 | 0.37287 | 0.3606 | 0.34873 | 0.33724 | 0.32613 | 0.31538 | 0.30497 | 0.29491 | 0.28517 | 0.28086 | 0.27656 | 0.26745 | 0.25865 | 0.25012 | 0.24188 | 0.2339 | 0.22618 | 0.21872 | 0.21149 | 0.21793 | 0.22381 | 0.21651 | 0.20945 | 0.20261 | 0.196 | 0.1896 | 0.1834 | 0.1774 | 0.1716 | 0.16599 | 0.16134 | 0.15682 | 0.15242 | 0.14814 | 0.14648
|  | PRT_PRT_HI-ROC_NET_ALL_Works A to Reservoir B 10 | HT to Reservoir B via Works A 10Ml/d | Total NPC |  |  | Total | 2019-20: 41.7562
|  | PRT_PRT_HI-ROC_NET_ALL_Works A to Reservoir B 20_p1 | HT 20 Ml/d to Reservoir B via Works A: Phase 1 10Ml/d WTW | Capex |  |  | Total | 2025-26: 1.6524; 2026-27: 1.6524; 2027-28: 1.6524; 2028-29: 1.6524; 2029-30: 1.6524; 2054-55: 1.5; 2079-80: 1.5; 2089-90: 5.3; 2104-05: 1.5
|  | PRT_PRT_HI-ROC_NET_ALL_Works A to Reservoir B 20_p1 | HT 20 Ml/d to Reservoir B via Works A: Phase 1 10Ml/d WTW | Opex |  |  | Total | [11 empty] | 1.2666 | 1.2666 | 1.2666 | 1.2666 | 1.2666 | 1.2666 | 1.2666 | 1.2666 | 1.2666 | 1.2666 | 1.2666 | 1.2666 | 1.2666 | 1.2666 | 1.2666 | 1.2666 | 1.2666 | 1.2666 | 1.2666 | 1.2666 | 1.2666 | 1.2666 | 1.2666 | 1.2666 | 1.2666 | 1.2666 | 1.2666 | 1.2666 | 1.2666 | 1.2666 | 1.2666 | 1.2666 | 1.2666 | 1.2666 | 1.2666 | 1.2666 | 1.2666 | 1.2666 | 1.2666 | 1.2666 | 1.2666 | 1.2666 | 1.2666 | 1.2666 | 1.2666 | 1.2666 | 1.2666 | 1.2666 | 1.2666 | 1.2666 | 1.2666 | 1.2666 | 1.2666 | 1.2666 | 1.2666 | 1.2666 | 1.2666 | 1.2666 | 1.2666 | 1.2666 | 1.2666 | 1.2666 | 1.2666 | 1.2666 | 1.2666 | 1.2666 | 1.2666 | 1.2666 | 1.2666 | 1.2666 | 1.2666 | 1.2666 | 1.2666 | 1.2666 | 1.2666
|  | PRT_PRT_HI-ROC_NET_ALL_Works A to Reservoir B 20_p1 | HT 20 Ml/d to Reservoir B via Works A: Phase 1 10Ml/d WTW | Financing Cost |  |  | Total | [6 empty] | 0.039118 | 0.11735 | 0.19559 | 0.27383 | 0.35206 | 0.59824 | 0.59169 | 0.58515 | 0.57861 | 0.57207 | 0.56553 | 0.55899 | 0.55245 | 0.54591 | 0.53936 | 0.53282 | 0.52628 | 0.51974 | 0.5132 | 0.50666 | 0.50012 | 0.49358 | 0.48704 | 0.48049 | 0.47395 | 0.46741 | 0.46087 | 0.45433 | 0.44779 | 0.47126 | 0.49473 | 0.48818 | 0.48164 | 0.4751 | 0.46856 | 0.46202 | 0.45548 | 0.44894 | 0.4424 | 0.43586 | 0.42931 | 0.42277 | 0.41623 | 0.40969 | 0.40315 | 0.39661 | 0.39007 | 0.38353 | 0.37698 | 0.37044 | 0.3639 | 0.35736 | 0.35082 | 0.34428 | 0.36775 | 0.39122 | 0.38467 | 0.37813 | 0.37159 | 0.36505 | 0.35851 | 0.35197 | 0.34543 | 0.33889 | 0.43838 | 0.53787 | 0.53133 | 0.52479 | 0.51825 | 0.51171 | 0.50517 | 0.49863 | 0.49209 | 0.48554 | 0.479 | 0.47246 | 0.46592 | 0.45938 | 0.45284 | 0.47631
|  | PRT_PRT_HI-ROC_NET_ALL_Works A to Reservoir B 20_p1 | HT 20 Ml/d to Reservoir B via Works A: Phase 1 10Ml/d WTW | Discount Rate |  |  | Total | [6 empty] | 0.035 | 0.035 | 0.035 | 0.035 | 0.035 | 0.035 | 0.035 | 0.035 | 0.035 | 0.035 | 0.035 | 0.035 | 0.035 | 0.035 | 0.035 | 0.035 | 0.035 | 0.035 | 0.035 | 0.035 | 0.035 | 0.035 | 0.035 | 0.035 | 0.035 | 0.035 | 0.035 | 0.035 | 0.035 | 0.035 | 0.03 | 0.03 | 0.03 | 0.03 | 0.03 | 0.03 | 0.03 | 0.03 | 0.03 | 0.03 | 0.03 | 0.03 | 0.03 | 0.03 | 0.03 | 0.03 | 0.03 | 0.03 | 0.03 | 0.03 | 0.03 | 0.03 | 0.03 | 0.03 | 0.03 | 0.03 | 0.03 | 0.03 | 0.03 | 0.03 | 0.03 | 0.03 | 0.03 | 0.03 | 0.03 | 0.03 | 0.03 | 0.03 | 0.03 | 0.03 | 0.03 | 0.03 | 0.03 | 0.03 | 0.03 | 0.025 | 0.025 | 0.025 | 0.025 | 0.025
|  | PRT_PRT_HI-ROC_NET_ALL_Works A to Reservoir B 20_p1 | HT 20 Ml/d to Reservoir B via Works A: Phase 1 10Ml/d WTW | Discount Factor |  |  | Total | [6 empty] | 0.96618 | 0.93351 | 0.90194 | 0.87144 | 0.84197 | 0.8135 | 0.78599 | 0.75941 | 0.73373 | 0.70892 | 0.68495 | 0.66178 | 0.6394 | 0.61778 | 0.59689 | 0.57671 | 0.5572 | 0.53836 | 0.52016 | 0.50257 | 0.48557 | 0.46915 | 0.45329 | 0.43796 | 0.42315 | 0.40884 | 0.39501 | 0.38165 | 0.36875 | 0.35628 | 0.3459 | 0.33583 | 0.32605 | 0.31655 | 0.30733 | 0.29838 | 0.28969 | 0.28125 | 0.27306 | 0.2651 | 0.25738 | 0.24989 | 0.24261 | 0.23554 | 0.22868 | 0.22202 | 0.21555 | 0.20928 | 0.20318 | 0.19726 | 0.19152 | 0.18594 | 0.18052 | 0.17527 | 0.17016 | 0.1652 | 0.16039 | 0.15572 | 0.15119 | 0.14678 | 0.14251 | 0.13836 | 0.13433 | 0.13041 | 0.12662 | 0.12293 | 0.11935 | 0.11587 | 0.1125 | 0.10922 | 0.10604 | 0.10295 | 0.099951 | 0.09704 | 0.094214 | 0.091916 | 0.089674 | 0.087487 | 0.085353 | 0.083271
|  | PRT_PRT_HI-ROC_NET_ALL_Works A to Reservoir B 20_p1 | HT 20 Ml/d to Reservoir B via Works A: Phase 1 10Ml/d WTW | Capex | Costed Risk |  | Fixed | 2025-26: 0.38964; 2026-27: 0.38964; 2027-28: 0.38964; 2028-29: 0.38964; 2029-30: 0.38964
|  | PRT_PRT_HI-ROC_NET_ALL_Works A to Reservoir B 20_p1 | HT 20 Ml/d to Reservoir B via Works A: Phase 1 10Ml/d WTW | Capex | Optimism Bias |  | Fixed | 2025-26: 0.47358; 2026-27: 0.47358; 2027-28: 0.47358; 2028-29: 0.47358; 2029-30: 0.47358; 2054-55: 0.4299; 2079-80: 0.4299; 2089-90: 1.519; 2104-05: 0.4299
|  | PRT_PRT_HI-ROC_NET_ALL_Works A to Reservoir B 20_p1 | HT 20 Ml/d to Reservoir B via Works A: Phase 1 10Ml/d WTW | Net Present Cost (NPC) |  |  | Total | [6 empty] | 0.037795 | 0.10955 | 0.17641 | 0.23862 | 0.29643 | 1.5171 | 1.4606 | 1.4063 | 1.3539 | 1.3035 | 1.2549 | 1.2082 | 1.1631 | 1.1198 | 1.078 | 1.0378 | 0.99902 | 0.96171 | 0.92579 | 0.89119 | 0.85788 | 0.8258 | 0.79491 | 0.76517 | 0.73652 | 0.70894 | 0.68238 | 0.65681 | 0.63219 | 0.61917 | 0.60925 | 0.58931 | 0.57002 | 0.55134 | 0.53327 | 0.51579 | 0.49887 | 0.4825 | 0.46666 | 0.45134 | 0.43651 | 0.42216 | 0.40828 | 0.39484 | 0.38185 | 0.36927 | 0.35711 | 0.34534 | 0.33395 | 0.32293 | 0.31227 | 0.30196 | 0.29199 | 0.28234 | 0.27811 | 0.27388 | 0.26486 | 0.25612 | 0.24768 | 0.2395 | 0.23159 | 0.22394 | 0.21654 | 0.20938 | 0.21588 | 0.22182 | 0.21458 | 0.20757 | 0.20079 | 0.19423 | 0.18788 | 0.18173 | 0.17579 | 0.17003 | 0.16446 | 0.15985 | 0.15536 | 0.151 | 0.14676 | 0.14514
|  | PRT_PRT_HI-ROC_NET_ALL_Works A to Reservoir B 20_p1 | HT 20 Ml/d to Reservoir B via Works A: Phase 1 10Ml/d WTW | Total NPC |  |  | Total | 2019-20: 41.383
|  | PRT_PRT_HI-ROC_NET_ALL_Works A to Reservoir B 20_p2 | HT 20 Ml/d to Reservoir B via Works A: Phase 2 10Ml/d WTW | Capex |  |  | Total | 2025-26: 1.2879; 2026-27: 1.2879; 2027-28: 1.2879; 2028-29: 1.2879; 2029-30: 1.2879; 2089-90: 5.3
|  | PRT_PRT_HI-ROC_NET_ALL_Works A to Reservoir B 20_p2 | HT 20 Ml/d to Reservoir B via Works A: Phase 2 10Ml/d WTW | Opex |  |  | Total | [11 empty] | 1.2666 | 1.2666 | 1.2666 | 1.2666 | 1.2666 | 1.2666 | 1.2666 | 1.2666 | 1.2666 | 1.2666 | 1.2666 | 1.2666 | 1.2666 | 1.2666 | 1.2666 | 1.2666 | 1.2666 | 1.2666 | 1.2666 | 1.2666 | 1.2666 | 1.2666 | 1.2666 | 1.2666 | 1.2666 | 1.2666 | 1.2666 | 1.2666 | 1.2666 | 1.2666 | 1.2666 | 1.2666 | 1.2666 | 1.2666 | 1.2666 | 1.2666 | 1.2666 | 1.2666 | 1.2666 | 1.2666 | 1.2666 | 1.2666 | 1.2666 | 1.2666 | 1.2666 | 1.2666 | 1.2666 | 1.2666 | 1.2666 | 1.2666 | 1.2666 | 1.2666 | 1.2666 | 1.2666 | 1.2666 | 1.2666 | 1.2666 | 1.2666 | 1.2666 | 1.2666 | 1.2666 | 1.2666 | 1.2666 | 1.2666 | 1.2666 | 1.2666 | 1.2666 | 1.2666 | 1.2666 | 1.2666 | 1.2666 | 1.2666 | 1.2666 | 1.2666 | 1.2666
|  | PRT_PRT_HI-ROC_NET_ALL_Works A to Reservoir B 20_p2 | HT 20 Ml/d to Reservoir B via Works A: Phase 2 10Ml/d WTW | Financing Cost |  |  | Total | [6 empty] | 0.030489 | 0.091467 | 0.15244 | 0.21342 | 0.2744 | 0.43172 | 0.42771 | 0.42371 | 0.4197 | 0.41569 | 0.41169 | 0.40768 | 0.40367 | 0.39967 | 0.39566 | 0.39165 | 0.38765 | 0.38364 | 0.37963 | 0.37563 | 0.37162 | 0.36761 | 0.36361 | 0.3596 | 0.35559 | 0.35159 | 0.34758 | 0.34357 | 0.33956 | 0.33556 | 0.33155 | 0.32754 | 0.32354 | 0.31953 | 0.31552 | 0.31152 | 0.30751 | 0.3035 | 0.2995 | 0.29549 | 0.29148 | 0.28748 | 0.28347 | 0.27946 | 0.27546 | 0.27145 | 0.26744 | 0.26344 | 0.25943 | 0.25542 | 0.25142 | 0.24741 | 0.2434 | 0.2394 | 0.23539 | 0.23138 | 0.22738 | 0.22337 | 0.21936 | 0.21536 | 0.21135 | 0.20734 | 0.20334 | 0.19933 | 0.30136 | 0.40339 | 0.39938 | 0.39537 | 0.39137 | 0.38736 | 0.38335 | 0.37935 | 0.37534 | 0.37133 | 0.36733 | 0.36332 | 0.35931 | 0.3553 | 0.3513 | 0.34729
|  | PRT_PRT_HI-ROC_NET_ALL_Works A to Reservoir B 20_p2 | HT 20 Ml/d to Reservoir B via Works A: Phase 2 10Ml/d WTW | Discount Rate |  |  | Total | [6 empty] | 0.035 | 0.035 | 0.035 | 0.035 | 0.035 | 0.035 | 0.035 | 0.035 | 0.035 | 0.035 | 0.035 | 0.035 | 0.035 | 0.035 | 0.035 | 0.035 | 0.035 | 0.035 | 0.035 | 0.035 | 0.035 | 0.035 | 0.035 | 0.035 | 0.035 | 0.035 | 0.035 | 0.035 | 0.035 | 0.035 | 0.03 | 0.03 | 0.03 | 0.03 | 0.03 | 0.03 | 0.03 | 0.03 | 0.03 | 0.03 | 0.03 | 0.03 | 0.03 | 0.03 | 0.03 | 0.03 | 0.03 | 0.03 | 0.03 | 0.03 | 0.03 | 0.03 | 0.03 | 0.03 | 0.03 | 0.03 | 0.03 | 0.03 | 0.03 | 0.03 | 0.03 | 0.03 | 0.03 | 0.03 | 0.03 | 0.03 | 0.03 | 0.03 | 0.03 | 0.03 | 0.03 | 0.03 | 0.03 | 0.03 | 0.03 | 0.025 | 0.025 | 0.025 | 0.025 | 0.025
|  | PRT_PRT_HI-ROC_NET_ALL_Works A to Reservoir B 20_p2 | HT 20 Ml/d to Reservoir B via Works A: Phase 2 10Ml/d WTW | Discount Factor |  |  | Total | [6 empty] | 0.96618 | 0.93351 | 0.90194 | 0.87144 | 0.84197 | 0.8135 | 0.78599 | 0.75941 | 0.73373 | 0.70892 | 0.68495 | 0.66178 | 0.6394 | 0.61778 | 0.59689 | 0.57671 | 0.5572 | 0.53836 | 0.52016 | 0.50257 | 0.48557 | 0.46915 | 0.45329 | 0.43796 | 0.42315 | 0.40884 | 0.39501 | 0.38165 | 0.36875 | 0.35628 | 0.3459 | 0.33583 | 0.32605 | 0.31655 | 0.30733 | 0.29838 | 0.28969 | 0.28125 | 0.27306 | 0.2651 | 0.25738 | 0.24989 | 0.24261 | 0.23554 | 0.22868 | 0.22202 | 0.21555 | 0.20928 | 0.20318 | 0.19726 | 0.19152 | 0.18594 | 0.18052 | 0.17527 | 0.17016 | 0.1652 | 0.16039 | 0.15572 | 0.15119 | 0.14678 | 0.14251 | 0.13836 | 0.13433 | 0.13041 | 0.12662 | 0.12293 | 0.11935 | 0.11587 | 0.1125 | 0.10922 | 0.10604 | 0.10295 | 0.099951 | 0.09704 | 0.094214 | 0.091916 | 0.089674 | 0.087487 | 0.085353 | 0.083271
|  | PRT_PRT_HI-ROC_NET_ALL_Works A to Reservoir B 20_p2 | HT 20 Ml/d to Reservoir B via Works A: Phase 2 10Ml/d WTW | Capex | Costed Risk |  | Fixed | 2025-26: 0.30369; 2026-27: 0.30369; 2027-28: 0.30369; 2028-29: 0.30369; 2029-30: 0.30369
|  | PRT_PRT_HI-ROC_NET_ALL_Works A to Reservoir B 20_p2 | HT 20 Ml/d to Reservoir B via Works A: Phase 2 10Ml/d WTW | Capex | Optimism Bias |  | Fixed | 2025-26: 0.36911; 2026-27: 0.36911; 2027-28: 0.36911; 2028-29: 0.36911; 2029-30: 0.36911; 2089-90: 1.519
|  | PRT_PRT_HI-ROC_NET_ALL_Works A to Reservoir B 20_p2 | HT 20 Ml/d to Reservoir B via Works A: Phase 2 10Ml/d WTW | Net Present Cost (NPC) |  |  | Total | [6 empty] | 0.029458 | 0.085385 | 0.1375 | 0.18599 | 0.23104 | 1.3816 | 1.3317 | 1.2837 | 1.2373 | 1.1926 | 1.1496 | 1.108 | 1.068 | 1.0294 | 0.9922 | 0.95634 | 0.92177 | 0.88844 | 0.85631 | 0.82534 | 0.79549 | 0.76671 | 0.73896 | 0.71222 | 0.68644 | 0.66159 | 0.63763 | 0.61454 | 0.59228 | 0.57082 | 0.55281 | 0.53537 | 0.51847 | 0.5021 | 0.48624 | 0.47088 | 0.45601 | 0.4416 | 0.42764 | 0.41413 | 0.40103 | 0.38835 | 0.37607 | 0.36417 | 0.35265 | 0.34149 | 0.33068 | 0.32021 | 0.31007 | 0.30024 | 0.29073 | 0.28152 | 0.2726 | 0.26395 | 0.25558 | 0.24748 | 0.23963 | 0.23202 | 0.22466 | 0.21753 | 0.21062 | 0.20393 | 0.19745 | 0.19118 | 0.19853 | 0.20529 | 0.19883 | 0.19258 | 0.18652 | 0.18065 | 0.17496 | 0.16945 | 0.16412 | 0.15895 | 0.15394 | 0.14982 | 0.1458 | 0.1419 | 0.13809 | 0.13439
|  | PRT_PRT_HI-ROC_NET_ALL_Works A to Reservoir B 20_p2 | HT 20 Ml/d to Reservoir B via Works A: Phase 2 10Ml/d WTW | Total NPC |  |  | Total | 2019-20: 37.9813
|  | PRT_PRT_HI-ROC_NET_ALL_Works A to Reservoir B 20_p3 | HT 20 Ml/d to Reservoir B via Works A: Phase 3 10Ml/d WTW | Capex |  |  | Total | 2025-26: 1.2879; 2026-27: 1.2879; 2027-28: 1.2879; 2028-29: 1.2879; 2029-30: 1.2879; 2089-90: 5.3
|  | PRT_PRT_HI-ROC_NET_ALL_Works A to Reservoir B 20_p3 | HT 20 Ml/d to Reservoir B via Works A: Phase 3 10Ml/d WTW | Opex |  |  | Total | [11 empty] | 1.2666 | 1.2666 | 1.2666 | 1.2666 | 1.2666 | 1.2666 | 1.2666 | 1.2666 | 1.2666 | 1.2666 | 1.2666 | 1.2666 | 1.2666 | 1.2666 | 1.2666 | 1.2666 | 1.2666 | 1.2666 | 1.2666 | 1.2666 | 1.2666 | 1.2666 | 1.2666 | 1.2666 | 1.2666 | 1.2666 | 1.2666 | 1.2666 | 1.2666 | 1.2666 | 1.2666 | 1.2666 | 1.2666 | 1.2666 | 1.2666 | 1.2666 | 1.2666 | 1.2666 | 1.2666 | 1.2666 | 1.2666 | 1.2666 | 1.2666 | 1.2666 | 1.2666 | 1.2666 | 1.2666 | 1.2666 | 1.2666 | 1.2666 | 1.2666 | 1.2666 | 1.2666 | 1.2666 | 1.2666 | 1.2666 | 1.2666 | 1.2666 | 1.2666 | 1.2666 | 1.2666 | 1.2666 | 1.2666 | 1.2666 | 1.2666 | 1.2666 | 1.2666 | 1.2666 | 1.2666 | 1.2666 | 1.2666 | 1.2666 | 1.2666 | 1.2666 | 1.2666
|  | PRT_PRT_HI-ROC_NET_ALL_Works A to Reservoir B 20_p3 | HT 20 Ml/d to Reservoir B via Works A: Phase 3 10Ml/d WTW | Financing Cost |  |  | Total | [6 empty] | 0.030489 | 0.091467 | 0.15244 | 0.21342 | 0.2744 | 0.43172 | 0.42771 | 0.42371 | 0.4197 | 0.41569 | 0.41169 | 0.40768 | 0.40367 | 0.39967 | 0.39566 | 0.39165 | 0.38765 | 0.38364 | 0.37963 | 0.37563 | 0.37162 | 0.36761 | 0.36361 | 0.3596 | 0.35559 | 0.35159 | 0.34758 | 0.34357 | 0.33956 | 0.33556 | 0.33155 | 0.32754 | 0.32354 | 0.31953 | 0.31552 | 0.31152 | 0.30751 | 0.3035 | 0.2995 | 0.29549 | 0.29148 | 0.28748 | 0.28347 | 0.27946 | 0.27546 | 0.27145 | 0.26744 | 0.26344 | 0.25943 | 0.25542 | 0.25142 | 0.24741 | 0.2434 | 0.2394 | 0.23539 | 0.23138 | 0.22738 | 0.22337 | 0.21936 | 0.21536 | 0.21135 | 0.20734 | 0.20334 | 0.19933 | 0.30136 | 0.40339 | 0.39938 | 0.39537 | 0.39137 | 0.38736 | 0.38335 | 0.37935 | 0.37534 | 0.37133 | 0.36733 | 0.36332 | 0.35931 | 0.3553 | 0.3513 | 0.34729
|  | PRT_PRT_HI-ROC_NET_ALL_Works A to Reservoir B 20_p3 | HT 20 Ml/d to Reservoir B via Works A: Phase 3 10Ml/d WTW | Discount Rate |  |  | Total | [6 empty] | 0.035 | 0.035 | 0.035 | 0.035 | 0.035 | 0.035 | 0.035 | 0.035 | 0.035 | 0.035 | 0.035 | 0.035 | 0.035 | 0.035 | 0.035 | 0.035 | 0.035 | 0.035 | 0.035 | 0.035 | 0.035 | 0.035 | 0.035 | 0.035 | 0.035 | 0.035 | 0.035 | 0.035 | 0.035 | 0.035 | 0.03 | 0.03 | 0.03 | 0.03 | 0.03 | 0.03 | 0.03 | 0.03 | 0.03 | 0.03 | 0.03 | 0.03 | 0.03 | 0.03 | 0.03 | 0.03 | 0.03 | 0.03 | 0.03 | 0.03 | 0.03 | 0.03 | 0.03 | 0.03 | 0.03 | 0.03 | 0.03 | 0.03 | 0.03 | 0.03 | 0.03 | 0.03 | 0.03 | 0.03 | 0.03 | 0.03 | 0.03 | 0.03 | 0.03 | 0.03 | 0.03 | 0.03 | 0.03 | 0.03 | 0.03 | 0.025 | 0.025 | 0.025 | 0.025 | 0.025
|  | PRT_PRT_HI-ROC_NET_ALL_Works A to Reservoir B 20_p3 | HT 20 Ml/d to Reservoir B via Works A: Phase 3 10Ml/d WTW | Discount Factor |  |  | Total | [6 empty] | 0.96618 | 0.93351 | 0.90194 | 0.87144 | 0.84197 | 0.8135 | 0.78599 | 0.75941 | 0.73373 | 0.70892 | 0.68495 | 0.66178 | 0.6394 | 0.61778 | 0.59689 | 0.57671 | 0.5572 | 0.53836 | 0.52016 | 0.50257 | 0.48557 | 0.46915 | 0.45329 | 0.43796 | 0.42315 | 0.40884 | 0.39501 | 0.38165 | 0.36875 | 0.35628 | 0.3459 | 0.33583 | 0.32605 | 0.31655 | 0.30733 | 0.29838 | 0.28969 | 0.28125 | 0.27306 | 0.2651 | 0.25738 | 0.24989 | 0.24261 | 0.23554 | 0.22868 | 0.22202 | 0.21555 | 0.20928 | 0.20318 | 0.19726 | 0.19152 | 0.18594 | 0.18052 | 0.17527 | 0.17016 | 0.1652 | 0.16039 | 0.15572 | 0.15119 | 0.14678 | 0.14251 | 0.13836 | 0.13433 | 0.13041 | 0.12662 | 0.12293 | 0.11935 | 0.11587 | 0.1125 | 0.10922 | 0.10604 | 0.10295 | 0.099951 | 0.09704 | 0.094214 | 0.091916 | 0.089674 | 0.087487 | 0.085353 | 0.083271
|  | PRT_PRT_HI-ROC_NET_ALL_Works A to Reservoir B 20_p3 | HT 20 Ml/d to Reservoir B via Works A: Phase 3 10Ml/d WTW | Capex | Costed Risk |  | Fixed | 2025-26: 0.30369; 2026-27: 0.30369; 2027-28: 0.30369; 2028-29: 0.30369; 2029-30: 0.30369
|  | PRT_PRT_HI-ROC_NET_ALL_Works A to Reservoir B 20_p3 | HT 20 Ml/d to Reservoir B via Works A: Phase 3 10Ml/d WTW | Capex | Optimism Bias |  | Fixed | 2025-26: 0.36911; 2026-27: 0.36911; 2027-28: 0.36911; 2028-29: 0.36911; 2029-30: 0.36911; 2089-90: 1.519
|  | PRT_PRT_HI-ROC_NET_ALL_Works A to Reservoir B 20_p3 | HT 20 Ml/d to Reservoir B via Works A: Phase 3 10Ml/d WTW | Net Present Cost (NPC) |  |  | Total | [6 empty] | 0.029458 | 0.085385 | 0.1375 | 0.18599 | 0.23104 | 1.3816 | 1.3317 | 1.2837 | 1.2373 | 1.1926 | 1.1496 | 1.108 | 1.068 | 1.0294 | 0.9922 | 0.95634 | 0.92177 | 0.88844 | 0.85631 | 0.82534 | 0.79549 | 0.76671 | 0.73896 | 0.71222 | 0.68644 | 0.66159 | 0.63763 | 0.61454 | 0.59228 | 0.57082 | 0.55281 | 0.53537 | 0.51847 | 0.5021 | 0.48624 | 0.47088 | 0.45601 | 0.4416 | 0.42764 | 0.41413 | 0.40103 | 0.38835 | 0.37607 | 0.36417 | 0.35265 | 0.34149 | 0.33068 | 0.32021 | 0.31007 | 0.30024 | 0.29073 | 0.28152 | 0.2726 | 0.26395 | 0.25558 | 0.24748 | 0.23963 | 0.23202 | 0.22466 | 0.21753 | 0.21062 | 0.20393 | 0.19745 | 0.19118 | 0.19853 | 0.20529 | 0.19883 | 0.19258 | 0.18652 | 0.18065 | 0.17496 | 0.16945 | 0.16412 | 0.15895 | 0.15394 | 0.14982 | 0.1458 | 0.1419 | 0.13809 | 0.13439
|  | PRT_PRT_HI-ROC_NET_ALL_Works A to Reservoir B 20_p3 | HT 20 Ml/d to Reservoir B via Works A: Phase 3 10Ml/d WTW | Total NPC |  |  | Total | 2019-20: 37.9813
|  | PRT_PRT_HI-ROC_NET_ALL_Works A to Reservoir B 20_p4 | HT 20 Ml/d to Reservoir B via Works A: Phase 4 10Ml/d WTW | Capex |  |  | Total | 2025-26: 1.2879; 2026-27: 1.2879; 2027-28: 1.2879; 2028-29: 1.2879; 2029-30: 1.2879; 2089-90: 5.3
|  | PRT_PRT_HI-ROC_NET_ALL_Works A to Reservoir B 20_p4 | HT 20 Ml/d to Reservoir B via Works A: Phase 4 10Ml/d WTW | Opex |  |  | Total | [11 empty] | 1.2666 | 1.2666 | 1.2666 | 1.2666 | 1.2666 | 1.2666 | 1.2666 | 1.2666 | 1.2666 | 1.2666 | 1.2666 | 1.2666 | 1.2666 | 1.2666 | 1.2666 | 1.2666 | 1.2666 | 1.2666 | 1.2666 | 1.2666 | 1.2666 | 1.2666 | 1.2666 | 1.2666 | 1.2666 | 1.2666 | 1.2666 | 1.2666 | 1.2666 | 1.2666 | 1.2666 | 1.2666 | 1.2666 | 1.2666 | 1.2666 | 1.2666 | 1.2666 | 1.2666 | 1.2666 | 1.2666 | 1.2666 | 1.2666 | 1.2666 | 1.2666 | 1.2666 | 1.2666 | 1.2666 | 1.2666 | 1.2666 | 1.2666 | 1.2666 | 1.2666 | 1.2666 | 1.2666 | 1.2666 | 1.2666 | 1.2666 | 1.2666 | 1.2666 | 1.2666 | 1.2666 | 1.2666 | 1.2666 | 1.2666 | 1.2666 | 1.2666 | 1.2666 | 1.2666 | 1.2666 | 1.2666 | 1.2666 | 1.2666 | 1.2666 | 1.2666 | 1.2666
|  | PRT_PRT_HI-ROC_NET_ALL_Works A to Reservoir B 20_p4 | HT 20 Ml/d to Reservoir B via Works A: Phase 4 10Ml/d WTW | Financing Cost |  |  | Total | [6 empty] | 0.030489 | 0.091467 | 0.15244 | 0.21342 | 0.2744 | 0.43172 | 0.42771 | 0.42371 | 0.4197 | 0.41569 | 0.41169 | 0.40768 | 0.40367 | 0.39967 | 0.39566 | 0.39165 | 0.38765 | 0.38364 | 0.37963 | 0.37563 | 0.37162 | 0.36761 | 0.36361 | 0.3596 | 0.35559 | 0.35159 | 0.34758 | 0.34357 | 0.33956 | 0.33556 | 0.33155 | 0.32754 | 0.32354 | 0.31953 | 0.31552 | 0.31152 | 0.30751 | 0.3035 | 0.2995 | 0.29549 | 0.29148 | 0.28748 | 0.28347 | 0.27946 | 0.27546 | 0.27145 | 0.26744 | 0.26344 | 0.25943 | 0.25542 | 0.25142 | 0.24741 | 0.2434 | 0.2394 | 0.23539 | 0.23138 | 0.22738 | 0.22337 | 0.21936 | 0.21536 | 0.21135 | 0.20734 | 0.20334 | 0.19933 | 0.30136 | 0.40339 | 0.39938 | 0.39537 | 0.39137 | 0.38736 | 0.38335 | 0.37935 | 0.37534 | 0.37133 | 0.36733 | 0.36332 | 0.35931 | 0.3553 | 0.3513 | 0.34729
|  | PRT_PRT_HI-ROC_NET_ALL_Works A to Reservoir B 20_p4 | HT 20 Ml/d to Reservoir B via Works A: Phase 4 10Ml/d WTW | Discount Rate |  |  | Total | [6 empty] | 0.035 | 0.035 | 0.035 | 0.035 | 0.035 | 0.035 | 0.035 | 0.035 | 0.035 | 0.035 | 0.035 | 0.035 | 0.035 | 0.035 | 0.035 | 0.035 | 0.035 | 0.035 | 0.035 | 0.035 | 0.035 | 0.035 | 0.035 | 0.035 | 0.035 | 0.035 | 0.035 | 0.035 | 0.035 | 0.035 | 0.03 | 0.03 | 0.03 | 0.03 | 0.03 | 0.03 | 0.03 | 0.03 | 0.03 | 0.03 | 0.03 | 0.03 | 0.03 | 0.03 | 0.03 | 0.03 | 0.03 | 0.03 | 0.03 | 0.03 | 0.03 | 0.03 | 0.03 | 0.03 | 0.03 | 0.03 | 0.03 | 0.03 | 0.03 | 0.03 | 0.03 | 0.03 | 0.03 | 0.03 | 0.03 | 0.03 | 0.03 | 0.03 | 0.03 | 0.03 | 0.03 | 0.03 | 0.03 | 0.03 | 0.03 | 0.025 | 0.025 | 0.025 | 0.025 | 0.025
|  | PRT_PRT_HI-ROC_NET_ALL_Works A to Reservoir B 20_p4 | HT 20 Ml/d to Reservoir B via Works A: Phase 4 10Ml/d WTW | Discount Factor |  |  | Total | [6 empty] | 0.96618 | 0.93351 | 0.90194 | 0.87144 | 0.84197 | 0.8135 | 0.78599 | 0.75941 | 0.73373 | 0.70892 | 0.68495 | 0.66178 | 0.6394 | 0.61778 | 0.59689 | 0.57671 | 0.5572 | 0.53836 | 0.52016 | 0.50257 | 0.48557 | 0.46915 | 0.45329 | 0.43796 | 0.42315 | 0.40884 | 0.39501 | 0.38165 | 0.36875 | 0.35628 | 0.3459 | 0.33583 | 0.32605 | 0.31655 | 0.30733 | 0.29838 | 0.28969 | 0.28125 | 0.27306 | 0.2651 | 0.25738 | 0.24989 | 0.24261 | 0.23554 | 0.22868 | 0.22202 | 0.21555 | 0.20928 | 0.20318 | 0.19726 | 0.19152 | 0.18594 | 0.18052 | 0.17527 | 0.17016 | 0.1652 | 0.16039 | 0.15572 | 0.15119 | 0.14678 | 0.14251 | 0.13836 | 0.13433 | 0.13041 | 0.12662 | 0.12293 | 0.11935 | 0.11587 | 0.1125 | 0.10922 | 0.10604 | 0.10295 | 0.099951 | 0.09704 | 0.094214 | 0.091916 | 0.089674 | 0.087487 | 0.085353 | 0.083271
|  | PRT_PRT_HI-ROC_NET_ALL_Works A to Reservoir B 20_p4 | HT 20 Ml/d to Reservoir B via Works A: Phase 4 10Ml/d WTW | Capex | Costed Risk |  | Fixed | 2025-26: 0.30369; 2026-27: 0.30369; 2027-28: 0.30369; 2028-29: 0.30369; 2029-30: 0.30369
|  | PRT_PRT_HI-ROC_NET_ALL_Works A to Reservoir B 20_p4 | HT 20 Ml/d to Reservoir B via Works A: Phase 4 10Ml/d WTW | Capex | Optimism Bias |  | Fixed | 2025-26: 0.36911; 2026-27: 0.36911; 2027-28: 0.36911; 2028-29: 0.36911; 2029-30: 0.36911; 2089-90: 1.519
|  | PRT_PRT_HI-ROC_NET_ALL_Works A to Reservoir B 20_p4 | HT 20 Ml/d to Reservoir B via Works A: Phase 4 10Ml/d WTW | Net Present Cost (NPC) |  |  | Total | [6 empty] | 0.029458 | 0.085385 | 0.1375 | 0.18599 | 0.23104 | 1.3816 | 1.3317 | 1.2837 | 1.2373 | 1.1926 | 1.1496 | 1.108 | 1.068 | 1.0294 | 0.9922 | 0.95634 | 0.92177 | 0.88844 | 0.85631 | 0.82534 | 0.79549 | 0.76671 | 0.73896 | 0.71222 | 0.68644 | 0.66159 | 0.63763 | 0.61454 | 0.59228 | 0.57082 | 0.55281 | 0.53537 | 0.51847 | 0.5021 | 0.48624 | 0.47088 | 0.45601 | 0.4416 | 0.42764 | 0.41413 | 0.40103 | 0.38835 | 0.37607 | 0.36417 | 0.35265 | 0.34149 | 0.33068 | 0.32021 | 0.31007 | 0.30024 | 0.29073 | 0.28152 | 0.2726 | 0.26395 | 0.25558 | 0.24748 | 0.23963 | 0.23202 | 0.22466 | 0.21753 | 0.21062 | 0.20393 | 0.19745 | 0.19118 | 0.19853 | 0.20529 | 0.19883 | 0.19258 | 0.18652 | 0.18065 | 0.17496 | 0.16945 | 0.16412 | 0.15895 | 0.15394 | 0.14982 | 0.1458 | 0.1419 | 0.13809 | 0.13439
|  | PRT_PRT_HI-ROC_NET_ALL_Works A to Reservoir B 20_p4 | HT 20 Ml/d to Reservoir B via Works A: Phase 4 10Ml/d WTW | Total NPC |  |  | Total | 2019-20: 37.9813
|  | PRT_PRT_HI-ROC_NET_ALL_Works A to Reservoir B 30_p1 | HT 30 Ml/d to Reservoir B via Works A: Phase 1 10Ml/d WTW | Capex |  |  | Total | 2025-26: 3.784; 2026-27: 3.784; 2027-28: 3.784; 2028-29: 3.784; 2029-30: 3.784; 2039-40: 0.11734; 2049-50: 0.9387; 2054-55: 1.5; 2059-60: 0.11734; 2069-70: 0.9387; 2079-80: 1.6173; 2089-90: 6.5516; 2099-100: 0.11734; 2104-05: 1.5
|  | PRT_PRT_HI-ROC_NET_ALL_Works A to Reservoir B 30_p1 | HT 30 Ml/d to Reservoir B via Works A: Phase 1 10Ml/d WTW | Opex |  |  | Total | [11 empty] | 1.2677 | 1.2677 | 1.2677 | 1.2677 | 1.2677 | 1.2677 | 1.2677 | 1.2677 | 1.2677 | 1.2677 | 1.2677 | 1.2677 | 1.2677 | 1.2677 | 1.2677 | 1.2677 | 1.2677 | 1.2677 | 1.2677 | 1.2677 | 1.2677 | 1.2677 | 1.2677 | 1.2677 | 1.2677 | 1.2677 | 1.2677 | 1.2677 | 1.2677 | 1.2677 | 1.2677 | 1.2677 | 1.2677 | 1.2677 | 1.2677 | 1.2677 | 1.2677 | 1.2677 | 1.2677 | 1.2677 | 1.2677 | 1.2677 | 1.2677 | 1.2677 | 1.2677 | 1.2677 | 1.2677 | 1.2677 | 1.2677 | 1.2677 | 1.2677 | 1.2677 | 1.2677 | 1.2677 | 1.2677 | 1.2677 | 1.2677 | 1.2677 | 1.2677 | 1.2677 | 1.2677 | 1.2677 | 1.2677 | 1.2677 | 1.2677 | 1.2677 | 1.2677 | 1.2677 | 1.2677 | 1.2677 | 1.2677 | 1.2677 | 1.2677 | 1.2677 | 1.2677
|  | PRT_PRT_HI-ROC_NET_ALL_Works A to Reservoir B 30_p1 | HT 30 Ml/d to Reservoir B via Works A: Phase 1 10Ml/d WTW | Financing Cost |  |  | Total | [6 empty] | 0.089356 | 0.26807 | 0.44678 | 0.62549 | 0.8042 | 1.2882 | 1.2758 | 1.2633 | 1.2508 | 1.2384 | 1.2259 | 1.2134 | 1.201 | 1.1885 | 1.1784 | 1.1684 | 1.1559 | 1.1434 | 1.131 | 1.1185 | 1.106 | 1.0936 | 1.0811 | 1.0686 | 1.0754 | 1.0822 | 1.0698 | 1.0573 | 1.0448 | 1.0624 | 1.0799 | 1.0675 | 1.055 | 1.0425 | 1.0325 | 1.0224 | 1.0099 | 0.99747 | 0.985 | 0.97253 | 0.96006 | 0.9476 | 0.93513 | 0.92266 | 0.92947 | 0.93628 | 0.92381 | 0.91134 | 0.89888 | 0.88641 | 0.87394 | 0.86147 | 0.849 | 0.83653 | 0.85649 | 0.87644 | 0.86397 | 0.8515 | 0.83903 | 0.82656 | 0.8141 | 0.80163 | 0.78916 | 0.77669 | 0.89596 | 1.0152 | 1.0028 | 0.9903 | 0.97783 | 0.96536 | 0.95289 | 0.94043 | 0.92796 | 0.91549 | 0.90543 | 0.89537 | 0.8829 | 0.87043 | 0.85797 | 0.87551
|  | PRT_PRT_HI-ROC_NET_ALL_Works A to Reservoir B 30_p1 | HT 30 Ml/d to Reservoir B via Works A: Phase 1 10Ml/d WTW | Discount Rate |  |  | Total | [6 empty] | 0.035 | 0.035 | 0.035 | 0.035 | 0.035 | 0.035 | 0.035 | 0.035 | 0.035 | 0.035 | 0.035 | 0.035 | 0.035 | 0.035 | 0.035 | 0.035 | 0.035 | 0.035 | 0.035 | 0.035 | 0.035 | 0.035 | 0.035 | 0.035 | 0.035 | 0.035 | 0.035 | 0.035 | 0.035 | 0.035 | 0.03 | 0.03 | 0.03 | 0.03 | 0.03 | 0.03 | 0.03 | 0.03 | 0.03 | 0.03 | 0.03 | 0.03 | 0.03 | 0.03 | 0.03 | 0.03 | 0.03 | 0.03 | 0.03 | 0.03 | 0.03 | 0.03 | 0.03 | 0.03 | 0.03 | 0.03 | 0.03 | 0.03 | 0.03 | 0.03 | 0.03 | 0.03 | 0.03 | 0.03 | 0.03 | 0.03 | 0.03 | 0.03 | 0.03 | 0.03 | 0.03 | 0.03 | 0.03 | 0.03 | 0.03 | 0.025 | 0.025 | 0.025 | 0.025 | 0.025
|  | PRT_PRT_HI-ROC_NET_ALL_Works A to Reservoir B 30_p1 | HT 30 Ml/d to Reservoir B via Works A: Phase 1 10Ml/d WTW | Discount Factor |  |  | Total | [6 empty] | 0.96618 | 0.93351 | 0.90194 | 0.87144 | 0.84197 | 0.8135 | 0.78599 | 0.75941 | 0.73373 | 0.70892 | 0.68495 | 0.66178 | 0.6394 | 0.61778 | 0.59689 | 0.57671 | 0.5572 | 0.53836 | 0.52016 | 0.50257 | 0.48557 | 0.46915 | 0.45329 | 0.43796 | 0.42315 | 0.40884 | 0.39501 | 0.38165 | 0.36875 | 0.35628 | 0.3459 | 0.33583 | 0.32605 | 0.31655 | 0.30733 | 0.29838 | 0.28969 | 0.28125 | 0.27306 | 0.2651 | 0.25738 | 0.24989 | 0.24261 | 0.23554 | 0.22868 | 0.22202 | 0.21555 | 0.20928 | 0.20318 | 0.19726 | 0.19152 | 0.18594 | 0.18052 | 0.17527 | 0.17016 | 0.1652 | 0.16039 | 0.15572 | 0.15119 | 0.14678 | 0.14251 | 0.13836 | 0.13433 | 0.13041 | 0.12662 | 0.12293 | 0.11935 | 0.11587 | 0.1125 | 0.10922 | 0.10604 | 0.10295 | 0.099951 | 0.09704 | 0.094214 | 0.091916 | 0.089674 | 0.087487 | 0.085353 | 0.083271
|  | PRT_PRT_HI-ROC_NET_ALL_Works A to Reservoir B 30_p1 | HT 30 Ml/d to Reservoir B via Works A: Phase 1 10Ml/d WTW | Capex | Costed Risk |  | Fixed | 2025-26: 0.80499; 2026-27: 0.80499; 2027-28: 0.80499; 2028-29: 0.80499; 2029-30: 0.80499
|  | PRT_PRT_HI-ROC_NET_ALL_Works A to Reservoir B 30_p1 | HT 30 Ml/d to Reservoir B via Works A: Phase 1 10Ml/d WTW | Capex | Optimism Bias |  | Fixed | 2025-26: 1.1574; 2026-27: 1.1574; 2027-28: 1.1574; 2028-29: 1.1574; 2029-30: 1.1574; 2039-40: 0.037642; 2049-50: 0.30113; 2054-55: 0.4299; 2059-60: 0.037642; 2069-70: 0.30113; 2079-80: 0.46754; 2089-90: 1.9205; 2099-100: 0.037642; 2104-05: 0.4299
|  | PRT_PRT_HI-ROC_NET_ALL_Works A to Reservoir B 30_p1 | HT 30 Ml/d to Reservoir B via Works A: Phase 1 10Ml/d WTW | Net Present Cost (NPC) |  |  | Total | [6 empty] | 0.086334 | 0.25024 | 0.40297 | 0.54508 | 0.67712 | 2.0793 | 1.9992 | 1.9221 | 1.848 | 1.7766 | 1.708 | 1.642 | 1.5785 | 1.5174 | 1.4601 | 1.4049 | 1.3505 | 1.2981 | 1.2477 | 1.1992 | 1.1526 | 1.1078 | 1.0647 | 1.0232 | 0.99151 | 0.96076 | 0.92335 | 0.88736 | 0.85276 | 0.83017 | 0.81206 | 0.78422 | 0.75731 | 0.73131 | 0.70692 | 0.68333 | 0.65981 | 0.63709 | 0.61513 | 0.59391 | 0.5734 | 0.55358 | 0.53443 | 0.51593 | 0.50246 | 0.48934 | 0.4724 | 0.45603 | 0.44021 | 0.42493 | 0.41017 | 0.3959 | 0.38212 | 0.36881 | 0.36146 | 0.35423 | 0.34191 | 0.33001 | 0.31851 | 0.30741 | 0.29667 | 0.28631 | 0.27629 | 0.26662 | 0.27396 | 0.28064 | 0.27098 | 0.26164 | 0.25262 | 0.2439 | 0.23547 | 0.22733 | 0.21946 | 0.21186 | 0.20474 | 0.19882 | 0.19286 | 0.18706 | 0.18144 | 0.17847
|  | PRT_PRT_HI-ROC_NET_ALL_Works A to Reservoir B 30_p1 | HT 30 Ml/d to Reservoir B via Works A: Phase 1 10Ml/d WTW | Total NPC |  |  | Total | 2019-20: 56.049
|  | PRT_PRT_HI-ROC_NET_ALL_Works A to Reservoir B 30_p2 | HT 30 Ml/d to Reservoir B via Works A: Phase 2 10Ml/d WTW | Capex |  |  | Total | 2025-26: 1.2879; 2026-27: 1.2879; 2027-28: 1.2879; 2028-29: 1.2879; 2029-30: 1.2879; 2039-40: 0; 2049-50: 0; 2059-60: 0; 2069-70: 0; 2079-80: 0; 2089-90: 5.3; 2099-100: 0
|  | PRT_PRT_HI-ROC_NET_ALL_Works A to Reservoir B 30_p2 | HT 30 Ml/d to Reservoir B via Works A: Phase 2 10Ml/d WTW | Opex |  |  | Total | [11 empty] | 1.2677 | 1.2677 | 1.2677 | 1.2677 | 1.2677 | 1.2677 | 1.2677 | 1.2677 | 1.2677 | 1.2677 | 1.2677 | 1.2677 | 1.2677 | 1.2677 | 1.2677 | 1.2677 | 1.2677 | 1.2677 | 1.2677 | 1.2677 | 1.2677 | 1.2677 | 1.2677 | 1.2677 | 1.2677 | 1.2677 | 1.2677 | 1.2677 | 1.2677 | 1.2677 | 1.2677 | 1.2677 | 1.2677 | 1.2677 | 1.2677 | 1.2677 | 1.2677 | 1.2677 | 1.2677 | 1.2677 | 1.2677 | 1.2677 | 1.2677 | 1.2677 | 1.2677 | 1.2677 | 1.2677 | 1.2677 | 1.2677 | 1.2677 | 1.2677 | 1.2677 | 1.2677 | 1.2677 | 1.2677 | 1.2677 | 1.2677 | 1.2677 | 1.2677 | 1.2677 | 1.2677 | 1.2677 | 1.2677 | 1.2677 | 1.2677 | 1.2677 | 1.2677 | 1.2677 | 1.2677 | 1.2677 | 1.2677 | 1.2677 | 1.2677 | 1.2677 | 1.2677
|  | PRT_PRT_HI-ROC_NET_ALL_Works A to Reservoir B 30_p2 | HT 30 Ml/d to Reservoir B via Works A: Phase 2 10Ml/d WTW | Financing Cost |  |  | Total | [6 empty] | 0.030489 | 0.091467 | 0.15244 | 0.21342 | 0.2744 | 0.43172 | 0.42771 | 0.42371 | 0.4197 | 0.41569 | 0.41169 | 0.40768 | 0.40367 | 0.39967 | 0.39566 | 0.39165 | 0.38765 | 0.38364 | 0.37963 | 0.37563 | 0.37162 | 0.36761 | 0.36361 | 0.3596 | 0.35559 | 0.35159 | 0.34758 | 0.34357 | 0.33956 | 0.33556 | 0.33155 | 0.32754 | 0.32354 | 0.31953 | 0.31552 | 0.31152 | 0.30751 | 0.3035 | 0.2995 | 0.29549 | 0.29148 | 0.28748 | 0.28347 | 0.27946 | 0.27546 | 0.27145 | 0.26744 | 0.26344 | 0.25943 | 0.25542 | 0.25142 | 0.24741 | 0.2434 | 0.2394 | 0.23539 | 0.23138 | 0.22738 | 0.22337 | 0.21936 | 0.21536 | 0.21135 | 0.20734 | 0.20334 | 0.19933 | 0.30136 | 0.40339 | 0.39938 | 0.39537 | 0.39137 | 0.38736 | 0.38335 | 0.37935 | 0.37534 | 0.37133 | 0.36733 | 0.36332 | 0.35931 | 0.3553 | 0.3513 | 0.34729
|  | PRT_PRT_HI-ROC_NET_ALL_Works A to Reservoir B 30_p2 | HT 30 Ml/d to Reservoir B via Works A: Phase 2 10Ml/d WTW | Discount Rate |  |  | Total | [6 empty] | 0.035 | 0.035 | 0.035 | 0.035 | 0.035 | 0.035 | 0.035 | 0.035 | 0.035 | 0.035 | 0.035 | 0.035 | 0.035 | 0.035 | 0.035 | 0.035 | 0.035 | 0.035 | 0.035 | 0.035 | 0.035 | 0.035 | 0.035 | 0.035 | 0.035 | 0.035 | 0.035 | 0.035 | 0.035 | 0.035 | 0.03 | 0.03 | 0.03 | 0.03 | 0.03 | 0.03 | 0.03 | 0.03 | 0.03 | 0.03 | 0.03 | 0.03 | 0.03 | 0.03 | 0.03 | 0.03 | 0.03 | 0.03 | 0.03 | 0.03 | 0.03 | 0.03 | 0.03 | 0.03 | 0.03 | 0.03 | 0.03 | 0.03 | 0.03 | 0.03 | 0.03 | 0.03 | 0.03 | 0.03 | 0.03 | 0.03 | 0.03 | 0.03 | 0.03 | 0.03 | 0.03 | 0.03 | 0.03 | 0.03 | 0.03 | 0.025 | 0.025 | 0.025 | 0.025 | 0.025
|  | PRT_PRT_HI-ROC_NET_ALL_Works A to Reservoir B 30_p2 | HT 30 Ml/d to Reservoir B via Works A: Phase 2 10Ml/d WTW | Discount Factor |  |  | Total | [6 empty] | 0.96618 | 0.93351 | 0.90194 | 0.87144 | 0.84197 | 0.8135 | 0.78599 | 0.75941 | 0.73373 | 0.70892 | 0.68495 | 0.66178 | 0.6394 | 0.61778 | 0.59689 | 0.57671 | 0.5572 | 0.53836 | 0.52016 | 0.50257 | 0.48557 | 0.46915 | 0.45329 | 0.43796 | 0.42315 | 0.40884 | 0.39501 | 0.38165 | 0.36875 | 0.35628 | 0.3459 | 0.33583 | 0.32605 | 0.31655 | 0.30733 | 0.29838 | 0.28969 | 0.28125 | 0.27306 | 0.2651 | 0.25738 | 0.24989 | 0.24261 | 0.23554 | 0.22868 | 0.22202 | 0.21555 | 0.20928 | 0.20318 | 0.19726 | 0.19152 | 0.18594 | 0.18052 | 0.17527 | 0.17016 | 0.1652 | 0.16039 | 0.15572 | 0.15119 | 0.14678 | 0.14251 | 0.13836 | 0.13433 | 0.13041 | 0.12662 | 0.12293 | 0.11935 | 0.11587 | 0.1125 | 0.10922 | 0.10604 | 0.10295 | 0.099951 | 0.09704 | 0.094214 | 0.091916 | 0.089674 | 0.087487 | 0.085353 | 0.083271
|  | PRT_PRT_HI-ROC_NET_ALL_Works A to Reservoir B 30_p2 | HT 30 Ml/d to Reservoir B via Works A: Phase 2 10Ml/d WTW | Capex | Costed Risk |  | Fixed | 2025-26: 0.30369; 2026-27: 0.30369; 2027-28: 0.30369; 2028-29: 0.30369; 2029-30: 0.30369
|  | PRT_PRT_HI-ROC_NET_ALL_Works A to Reservoir B 30_p2 | HT 30 Ml/d to Reservoir B via Works A: Phase 2 10Ml/d WTW | Capex | Optimism Bias |  | Fixed | 2025-26: 0.36911; 2026-27: 0.36911; 2027-28: 0.36911; 2028-29: 0.36911; 2029-30: 0.36911; 2039-40: 0; 2049-50: 0; 2059-60: 0; 2069-70: 0; 2079-80: 0; 2089-90: 1.519; 2099-100: 0
|  | PRT_PRT_HI-ROC_NET_ALL_Works A to Reservoir B 30_p2 | HT 30 Ml/d to Reservoir B via Works A: Phase 2 10Ml/d WTW | Net Present Cost (NPC) |  |  | Total | [6 empty] | 0.029458 | 0.085385 | 0.1375 | 0.18599 | 0.23104 | 1.3825 | 1.3326 | 1.2845 | 1.2381 | 1.1934 | 1.1503 | 1.1088 | 1.0687 | 1.0301 | 0.99286 | 0.95698 | 0.92238 | 0.88904 | 0.85689 | 0.8259 | 0.79602 | 0.76722 | 0.73946 | 0.7127 | 0.68691 | 0.66204 | 0.63807 | 0.61496 | 0.59269 | 0.57122 | 0.5532 | 0.53574 | 0.51883 | 0.50245 | 0.48658 | 0.47121 | 0.45633 | 0.44191 | 0.42795 | 0.41442 | 0.40132 | 0.38863 | 0.37634 | 0.36443 | 0.3529 | 0.34173 | 0.33091 | 0.32044 | 0.31029 | 0.30046 | 0.29094 | 0.28172 | 0.2728 | 0.26415 | 0.25577 | 0.24766 | 0.2398 | 0.2322 | 0.22483 | 0.21769 | 0.21078 | 0.20409 | 0.1976 | 0.19133 | 0.19867 | 0.20543 | 0.19897 | 0.19271 | 0.18664 | 0.18077 | 0.17508 | 0.16957 | 0.16423 | 0.15906 | 0.15405 | 0.14992 | 0.1459 | 0.14199 | 0.13819 | 0.13449
|  | PRT_PRT_HI-ROC_NET_ALL_Works A to Reservoir B 30_p2 | HT 30 Ml/d to Reservoir B via Works A: Phase 2 10Ml/d WTW | Total NPC |  |  | Total | 2019-20: 38.0068
|  | PRT_PRT_HI-ROC_NET_ALL_Works A to Reservoir B 30_p3 | HT 30 Ml/d to Reservoir B via Works A: Phase 3 10Ml/d WTW | Capex |  |  | Total | 2025-26: 1.2879; 2026-27: 1.2879; 2027-28: 1.2879; 2028-29: 1.2879; 2029-30: 1.2879; 2039-40: 0; 2049-50: 0; 2059-60: 0; 2069-70: 0; 2079-80: 0; 2089-90: 5.3; 2099-100: 0
|  | PRT_PRT_HI-ROC_NET_ALL_Works A to Reservoir B 30_p3 | HT 30 Ml/d to Reservoir B via Works A: Phase 3 10Ml/d WTW | Opex |  |  | Total | [11 empty] | 1.2677 | 1.2677 | 1.2677 | 1.2677 | 1.2677 | 1.2677 | 1.2677 | 1.2677 | 1.2677 | 1.2677 | 1.2677 | 1.2677 | 1.2677 | 1.2677 | 1.2677 | 1.2677 | 1.2677 | 1.2677 | 1.2677 | 1.2677 | 1.2677 | 1.2677 | 1.2677 | 1.2677 | 1.2677 | 1.2677 | 1.2677 | 1.2677 | 1.2677 | 1.2677 | 1.2677 | 1.2677 | 1.2677 | 1.2677 | 1.2677 | 1.2677 | 1.2677 | 1.2677 | 1.2677 | 1.2677 | 1.2677 | 1.2677 | 1.2677 | 1.2677 | 1.2677 | 1.2677 | 1.2677 | 1.2677 | 1.2677 | 1.2677 | 1.2677 | 1.2677 | 1.2677 | 1.2677 | 1.2677 | 1.2677 | 1.2677 | 1.2677 | 1.2677 | 1.2677 | 1.2677 | 1.2677 | 1.2677 | 1.2677 | 1.2677 | 1.2677 | 1.2677 | 1.2677 | 1.2677 | 1.2677 | 1.2677 | 1.2677 | 1.2677 | 1.2677 | 1.2677
|  | PRT_PRT_HI-ROC_NET_ALL_Works A to Reservoir B 30_p3 | HT 30 Ml/d to Reservoir B via Works A: Phase 3 10Ml/d WTW | Financing Cost |  |  | Total | [6 empty] | 0.030489 | 0.091467 | 0.15244 | 0.21342 | 0.2744 | 0.43172 | 0.42771 | 0.42371 | 0.4197 | 0.41569 | 0.41169 | 0.40768 | 0.40367 | 0.39967 | 0.39566 | 0.39165 | 0.38765 | 0.38364 | 0.37963 | 0.37563 | 0.37162 | 0.36761 | 0.36361 | 0.3596 | 0.35559 | 0.35159 | 0.34758 | 0.34357 | 0.33956 | 0.33556 | 0.33155 | 0.32754 | 0.32354 | 0.31953 | 0.31552 | 0.31152 | 0.30751 | 0.3035 | 0.2995 | 0.29549 | 0.29148 | 0.28748 | 0.28347 | 0.27946 | 0.27546 | 0.27145 | 0.26744 | 0.26344 | 0.25943 | 0.25542 | 0.25142 | 0.24741 | 0.2434 | 0.2394 | 0.23539 | 0.23138 | 0.22738 | 0.22337 | 0.21936 | 0.21536 | 0.21135 | 0.20734 | 0.20334 | 0.19933 | 0.30136 | 0.40339 | 0.39938 | 0.39537 | 0.39137 | 0.38736 | 0.38335 | 0.37935 | 0.37534 | 0.37133 | 0.36733 | 0.36332 | 0.35931 | 0.3553 | 0.3513 | 0.34729
|  | PRT_PRT_HI-ROC_NET_ALL_Works A to Reservoir B 30_p3 | HT 30 Ml/d to Reservoir B via Works A: Phase 3 10Ml/d WTW | Discount Rate |  |  | Total | [6 empty] | 0.035 | 0.035 | 0.035 | 0.035 | 0.035 | 0.035 | 0.035 | 0.035 | 0.035 | 0.035 | 0.035 | 0.035 | 0.035 | 0.035 | 0.035 | 0.035 | 0.035 | 0.035 | 0.035 | 0.035 | 0.035 | 0.035 | 0.035 | 0.035 | 0.035 | 0.035 | 0.035 | 0.035 | 0.035 | 0.035 | 0.03 | 0.03 | 0.03 | 0.03 | 0.03 | 0.03 | 0.03 | 0.03 | 0.03 | 0.03 | 0.03 | 0.03 | 0.03 | 0.03 | 0.03 | 0.03 | 0.03 | 0.03 | 0.03 | 0.03 | 0.03 | 0.03 | 0.03 | 0.03 | 0.03 | 0.03 | 0.03 | 0.03 | 0.03 | 0.03 | 0.03 | 0.03 | 0.03 | 0.03 | 0.03 | 0.03 | 0.03 | 0.03 | 0.03 | 0.03 | 0.03 | 0.03 | 0.03 | 0.03 | 0.03 | 0.025 | 0.025 | 0.025 | 0.025 | 0.025
|  | PRT_PRT_HI-ROC_NET_ALL_Works A to Reservoir B 30_p3 | HT 30 Ml/d to Reservoir B via Works A: Phase 3 10Ml/d WTW | Discount Factor |  |  | Total | [6 empty] | 0.96618 | 0.93351 | 0.90194 | 0.87144 | 0.84197 | 0.8135 | 0.78599 | 0.75941 | 0.73373 | 0.70892 | 0.68495 | 0.66178 | 0.6394 | 0.61778 | 0.59689 | 0.57671 | 0.5572 | 0.53836 | 0.52016 | 0.50257 | 0.48557 | 0.46915 | 0.45329 | 0.43796 | 0.42315 | 0.40884 | 0.39501 | 0.38165 | 0.36875 | 0.35628 | 0.3459 | 0.33583 | 0.32605 | 0.31655 | 0.30733 | 0.29838 | 0.28969 | 0.28125 | 0.27306 | 0.2651 | 0.25738 | 0.24989 | 0.24261 | 0.23554 | 0.22868 | 0.22202 | 0.21555 | 0.20928 | 0.20318 | 0.19726 | 0.19152 | 0.18594 | 0.18052 | 0.17527 | 0.17016 | 0.1652 | 0.16039 | 0.15572 | 0.15119 | 0.14678 | 0.14251 | 0.13836 | 0.13433 | 0.13041 | 0.12662 | 0.12293 | 0.11935 | 0.11587 | 0.1125 | 0.10922 | 0.10604 | 0.10295 | 0.099951 | 0.09704 | 0.094214 | 0.091916 | 0.089674 | 0.087487 | 0.085353 | 0.083271
|  | PRT_PRT_HI-ROC_NET_ALL_Works A to Reservoir B 30_p3 | HT 30 Ml/d to Reservoir B via Works A: Phase 3 10Ml/d WTW | Capex | Costed Risk |  | Fixed | 2025-26: 0.30369; 2026-27: 0.30369; 2027-28: 0.30369; 2028-29: 0.30369; 2029-30: 0.30369
|  | PRT_PRT_HI-ROC_NET_ALL_Works A to Reservoir B 30_p3 | HT 30 Ml/d to Reservoir B via Works A: Phase 3 10Ml/d WTW | Capex | Optimism Bias |  | Fixed | 2025-26: 0.36911; 2026-27: 0.36911; 2027-28: 0.36911; 2028-29: 0.36911; 2029-30: 0.36911; 2039-40: 0; 2049-50: 0; 2059-60: 0; 2069-70: 0; 2079-80: 0; 2089-90: 1.519; 2099-100: 0
|  | PRT_PRT_HI-ROC_NET_ALL_Works A to Reservoir B 30_p3 | HT 30 Ml/d to Reservoir B via Works A: Phase 3 10Ml/d WTW | Net Present Cost (NPC) |  |  | Total | [6 empty] | 0.029458 | 0.085385 | 0.1375 | 0.18599 | 0.23104 | 1.3825 | 1.3326 | 1.2845 | 1.2381 | 1.1934 | 1.1503 | 1.1088 | 1.0687 | 1.0301 | 0.99286 | 0.95698 | 0.92238 | 0.88904 | 0.85689 | 0.8259 | 0.79602 | 0.76722 | 0.73946 | 0.7127 | 0.68691 | 0.66204 | 0.63807 | 0.61496 | 0.59269 | 0.57122 | 0.5532 | 0.53574 | 0.51883 | 0.50245 | 0.48658 | 0.47121 | 0.45633 | 0.44191 | 0.42795 | 0.41442 | 0.40132 | 0.38863 | 0.37634 | 0.36443 | 0.3529 | 0.34173 | 0.33091 | 0.32044 | 0.31029 | 0.30046 | 0.29094 | 0.28172 | 0.2728 | 0.26415 | 0.25577 | 0.24766 | 0.2398 | 0.2322 | 0.22483 | 0.21769 | 0.21078 | 0.20409 | 0.1976 | 0.19133 | 0.19867 | 0.20543 | 0.19897 | 0.19271 | 0.18664 | 0.18077 | 0.17508 | 0.16957 | 0.16423 | 0.15906 | 0.15405 | 0.14992 | 0.1459 | 0.14199 | 0.13819 | 0.13449
|  | PRT_PRT_HI-ROC_NET_ALL_Works A to Reservoir B 30_p3 | HT 30 Ml/d to Reservoir B via Works A: Phase 3 10Ml/d WTW | Total NPC |  |  | Total | 2019-20: 38.0068
|  | PRT_PRT_HI-TFR_HTE_ALL_ht to Reservoir C 10_p1 | HT to SRN Source A spur to Reservoir C: 10Ml/d | Capex |  |  | Total | 2025-26: 2.5245; 2026-27: 2.5245; 2027-28: 2.5245; 2028-29: 2.5245; 2029-30: 2.5245; 2039-40: 0.09; 2049-50: 0.56652; 2054-55: 1.5; 2059-60: 0.09; 2069-70: 0.56652; 2079-80: 1.59; 2089-90: 6.1332; 2099-100: 0.09; 2104-05: 1.5
|  | PRT_PRT_HI-TFR_HTE_ALL_ht to Reservoir C 10_p1 | HT to SRN Source A spur to Reservoir C: 10Ml/d | Opex |  |  | Total | [11 empty] | 1.2765 | 1.2765 | 1.2765 | 1.2765 | 1.2765 | 1.2765 | 1.2765 | 1.2765 | 1.2765 | 1.2765 | 1.2765 | 1.2765 | 1.2765 | 1.2765 | 1.2765 | 1.2765 | 1.2765 | 1.2765 | 1.2765 | 1.2765 | 1.2765 | 1.2765 | 1.2765 | 1.2765 | 1.2765 | 1.2765 | 1.2765 | 1.2765 | 1.2765 | 1.2765 | 1.2765 | 1.2765 | 1.2765 | 1.2765 | 1.2765 | 1.2765 | 1.2765 | 1.2765 | 1.2765 | 1.2765 | 1.2765 | 1.2765 | 1.2765 | 1.2765 | 1.2765 | 1.2765 | 1.2765 | 1.2765 | 1.2765 | 1.2765 | 1.2765 | 1.2765 | 1.2765 | 1.2765 | 1.2765 | 1.2765 | 1.2765 | 1.2765 | 1.2765 | 1.2765 | 1.2765 | 1.2765 | 1.2765 | 1.2765 | 1.2765 | 1.2765 | 1.2765 | 1.2765 | 1.2765 | 1.2765 | 1.2765 | 1.2765 | 1.2765 | 1.2765 | 1.2765
|  | PRT_PRT_HI-TFR_HTE_ALL_ht to Reservoir C 10_p1 | HT to SRN Source A spur to Reservoir C: 10Ml/d | Financing Cost |  |  | Total | [6 empty] | 0.061591 | 0.18477 | 0.30796 | 0.43114 | 0.55432 | 0.92108 | 0.91144 | 0.9018 | 0.89216 | 0.88252 | 0.87288 | 0.86324 | 0.8536 | 0.84396 | 0.83633 | 0.82871 | 0.81907 | 0.80943 | 0.79978 | 0.79014 | 0.7805 | 0.77086 | 0.76122 | 0.75158 | 0.75463 | 0.75767 | 0.74803 | 0.73839 | 0.72875 | 0.74925 | 0.76976 | 0.76012 | 0.75048 | 0.74084 | 0.73321 | 0.72559 | 0.71594 | 0.7063 | 0.69666 | 0.68702 | 0.67738 | 0.66774 | 0.6581 | 0.64846 | 0.6515 | 0.65455 | 0.64491 | 0.63527 | 0.62563 | 0.61599 | 0.60635 | 0.59671 | 0.58707 | 0.57742 | 0.59994 | 0.62246 | 0.61282 | 0.60318 | 0.59354 | 0.5839 | 0.57426 | 0.56462 | 0.55498 | 0.54534 | 0.66087 | 0.7764 | 0.76676 | 0.75712 | 0.74748 | 0.73784 | 0.7282 | 0.71856 | 0.70891 | 0.69927 | 0.69165 | 0.68402 | 0.67438 | 0.66474 | 0.6551 | 0.67561
|  | PRT_PRT_HI-TFR_HTE_ALL_ht to Reservoir C 10_p1 | HT to SRN Source A spur to Reservoir C: 10Ml/d | Discount Rate |  |  | Total | [6 empty] | 0.035 | 0.035 | 0.035 | 0.035 | 0.035 | 0.035 | 0.035 | 0.035 | 0.035 | 0.035 | 0.035 | 0.035 | 0.035 | 0.035 | 0.035 | 0.035 | 0.035 | 0.035 | 0.035 | 0.035 | 0.035 | 0.035 | 0.035 | 0.035 | 0.035 | 0.035 | 0.035 | 0.035 | 0.035 | 0.035 | 0.03 | 0.03 | 0.03 | 0.03 | 0.03 | 0.03 | 0.03 | 0.03 | 0.03 | 0.03 | 0.03 | 0.03 | 0.03 | 0.03 | 0.03 | 0.03 | 0.03 | 0.03 | 0.03 | 0.03 | 0.03 | 0.03 | 0.03 | 0.03 | 0.03 | 0.03 | 0.03 | 0.03 | 0.03 | 0.03 | 0.03 | 0.03 | 0.03 | 0.03 | 0.03 | 0.03 | 0.03 | 0.03 | 0.03 | 0.03 | 0.03 | 0.03 | 0.03 | 0.03 | 0.03 | 0.025 | 0.025 | 0.025 | 0.025 | 0.025
|  | PRT_PRT_HI-TFR_HTE_ALL_ht to Reservoir C 10_p1 | HT to SRN Source A spur to Reservoir C: 10Ml/d | Discount Factor |  |  | Total | [6 empty] | 0.96618 | 0.93351 | 0.90194 | 0.87144 | 0.84197 | 0.8135 | 0.78599 | 0.75941 | 0.73373 | 0.70892 | 0.68495 | 0.66178 | 0.6394 | 0.61778 | 0.59689 | 0.57671 | 0.5572 | 0.53836 | 0.52016 | 0.50257 | 0.48557 | 0.46915 | 0.45329 | 0.43796 | 0.42315 | 0.40884 | 0.39501 | 0.38165 | 0.36875 | 0.35628 | 0.3459 | 0.33583 | 0.32605 | 0.31655 | 0.30733 | 0.29838 | 0.28969 | 0.28125 | 0.27306 | 0.2651 | 0.25738 | 0.24989 | 0.24261 | 0.23554 | 0.22868 | 0.22202 | 0.21555 | 0.20928 | 0.20318 | 0.19726 | 0.19152 | 0.18594 | 0.18052 | 0.17527 | 0.17016 | 0.1652 | 0.16039 | 0.15572 | 0.15119 | 0.14678 | 0.14251 | 0.13836 | 0.13433 | 0.13041 | 0.12662 | 0.12293 | 0.11935 | 0.11587 | 0.1125 | 0.10922 | 0.10604 | 0.10295 | 0.099951 | 0.09704 | 0.094214 | 0.091916 | 0.089674 | 0.087487 | 0.085353 | 0.083271
|  | PRT_PRT_HI-TFR_HTE_ALL_ht to Reservoir C 10_p1 | HT to SRN Source A spur to Reservoir C: 10Ml/d | Capex | Costed Risk |  | Fixed | 2025-26: 0.56943; 2026-27: 0.56943; 2027-28: 0.56943; 2028-29: 0.56943; 2029-30: 0.56943
|  | PRT_PRT_HI-TFR_HTE_ALL_ht to Reservoir C 10_p1 | HT to SRN Source A spur to Reservoir C: 10Ml/d | Capex | Optimism Bias |  | Fixed | 2025-26: 0.8669; 2026-27: 0.8669; 2027-28: 0.8669; 2028-29: 0.8669; 2029-30: 0.8669; 2039-40: 0.0396; 2049-50: 0.24927; 2054-55: 0.4386; 2059-60: 0.0396; 2069-70: 0.24927; 2079-80: 0.4782; 2089-90: 1.9163; 2099-100: 0.0396; 2104-05: 0.4386
|  | PRT_PRT_HI-TFR_HTE_ALL_ht to Reservoir C 10_p1 | HT to SRN Source A spur to Reservoir C: 10Ml/d | Net Present Cost (NPC) |  |  | Total | [6 empty] | 0.059509 | 0.17249 | 0.27776 | 0.37571 | 0.46672 | 1.7877 | 1.7197 | 1.6542 | 1.5912 | 1.5306 | 1.4722 | 1.416 | 1.362 | 1.31 | 1.2611 | 1.2141 | 1.1677 | 1.123 | 1.08 | 1.0386 | 0.99882 | 0.96052 | 0.92367 | 0.88821 | 0.85946 | 0.83164 | 0.79971 | 0.76899 | 0.73943 | 0.72173 | 0.7078 | 0.68395 | 0.66088 | 0.63858 | 0.61764 | 0.59737 | 0.57718 | 0.55766 | 0.53878 | 0.52054 | 0.50289 | 0.48584 | 0.46935 | 0.45341 | 0.4409 | 0.42873 | 0.41417 | 0.40009 | 0.38647 | 0.37332 | 0.3606 | 0.3483 | 0.33642 | 0.32493 | 0.31929 | 0.31372 | 0.30303 | 0.2927 | 0.28272 | 0.27307 | 0.26374 | 0.25473 | 0.24601 | 0.23759 | 0.2453 | 0.25236 | 0.24386 | 0.23564 | 0.22769 | 0.22 | 0.21257 | 0.20539 | 0.19844 | 0.19173 | 0.18543 | 0.1802 | 0.17494 | 0.16983 | 0.16487 | 0.16255
|  | PRT_PRT_HI-TFR_HTE_ALL_ht to Reservoir C 10_p1 | HT to SRN Source A spur to Reservoir C: 10Ml/d | Total NPC |  |  | Total | 2019-20: 48.4556
|  | PRT_PRT_HI-TFR_HTE_ALL_ht to Reservoir C 10_p2 | HT to SRN Source A spur to Reservoir C: 10Ml/d Phase 2 | Capex |  |  | Total | 2025-26: 1.2879; 2026-27: 1.2879; 2027-28: 1.2879; 2028-29: 1.2879; 2029-30: 1.2879; 2039-40: 0; 2049-50: 0; 2059-60: 0; 2069-70: 0; 2079-80: 0; 2089-90: 5.3; 2099-100: 0
|  | PRT_PRT_HI-TFR_HTE_ALL_ht to Reservoir C 10_p2 | HT to SRN Source A spur to Reservoir C: 10Ml/d Phase 2 | Opex |  |  | Total | [11 empty] | 1.2765 | 1.2765 | 1.2765 | 1.2765 | 1.2765 | 1.2765 | 1.2765 | 1.2765 | 1.2765 | 1.2765 | 1.2765 | 1.2765 | 1.2765 | 1.2765 | 1.2765 | 1.2765 | 1.2765 | 1.2765 | 1.2765 | 1.2765 | 1.2765 | 1.2765 | 1.2765 | 1.2765 | 1.2765 | 1.2765 | 1.2765 | 1.2765 | 1.2765 | 1.2765 | 1.2765 | 1.2765 | 1.2765 | 1.2765 | 1.2765 | 1.2765 | 1.2765 | 1.2765 | 1.2765 | 1.2765 | 1.2765 | 1.2765 | 1.2765 | 1.2765 | 1.2765 | 1.2765 | 1.2765 | 1.2765 | 1.2765 | 1.2765 | 1.2765 | 1.2765 | 1.2765 | 1.2765 | 1.2765 | 1.2765 | 1.2765 | 1.2765 | 1.2765 | 1.2765 | 1.2765 | 1.2765 | 1.2765 | 1.2765 | 1.2765 | 1.2765 | 1.2765 | 1.2765 | 1.2765 | 1.2765 | 1.2765 | 1.2765 | 1.2765 | 1.2765 | 1.2765
|  | PRT_PRT_HI-TFR_HTE_ALL_ht to Reservoir C 10_p2 | HT to SRN Source A spur to Reservoir C: 10Ml/d Phase 2 | Financing Cost |  |  | Total | [6 empty] | 0.030605 | 0.091815 | 0.15303 | 0.21424 | 0.27545 | 0.43339 | 0.42936 | 0.42534 | 0.42132 | 0.4173 | 0.41327 | 0.40925 | 0.40523 | 0.4012 | 0.39718 | 0.39316 | 0.38914 | 0.38511 | 0.38109 | 0.37707 | 0.37305 | 0.36902 | 0.365 | 0.36098 | 0.35696 | 0.35293 | 0.34891 | 0.34489 | 0.34086 | 0.33684 | 0.33282 | 0.3288 | 0.32477 | 0.32075 | 0.31673 | 0.31271 | 0.30868 | 0.30466 | 0.30064 | 0.29661 | 0.29259 | 0.28857 | 0.28455 | 0.28052 | 0.2765 | 0.27248 | 0.26846 | 0.26443 | 0.26041 | 0.25639 | 0.25237 | 0.24834 | 0.24432 | 0.2403 | 0.23627 | 0.23225 | 0.22823 | 0.22421 | 0.22018 | 0.21616 | 0.21214 | 0.20812 | 0.20409 | 0.20007 | 0.30256 | 0.40505 | 0.40103 | 0.39701 | 0.39298 | 0.38896 | 0.38494 | 0.38092 | 0.37689 | 0.37287 | 0.36885 | 0.36482 | 0.3608 | 0.35678 | 0.35276 | 0.34873
|  | PRT_PRT_HI-TFR_HTE_ALL_ht to Reservoir C 10_p2 | HT to SRN Source A spur to Reservoir C: 10Ml/d Phase 2 | Discount Rate |  |  | Total | [6 empty] | 0.035 | 0.035 | 0.035 | 0.035 | 0.035 | 0.035 | 0.035 | 0.035 | 0.035 | 0.035 | 0.035 | 0.035 | 0.035 | 0.035 | 0.035 | 0.035 | 0.035 | 0.035 | 0.035 | 0.035 | 0.035 | 0.035 | 0.035 | 0.035 | 0.035 | 0.035 | 0.035 | 0.035 | 0.035 | 0.035 | 0.03 | 0.03 | 0.03 | 0.03 | 0.03 | 0.03 | 0.03 | 0.03 | 0.03 | 0.03 | 0.03 | 0.03 | 0.03 | 0.03 | 0.03 | 0.03 | 0.03 | 0.03 | 0.03 | 0.03 | 0.03 | 0.03 | 0.03 | 0.03 | 0.03 | 0.03 | 0.03 | 0.03 | 0.03 | 0.03 | 0.03 | 0.03 | 0.03 | 0.03 | 0.03 | 0.03 | 0.03 | 0.03 | 0.03 | 0.03 | 0.03 | 0.03 | 0.03 | 0.03 | 0.03 | 0.025 | 0.025 | 0.025 | 0.025 | 0.025
|  | PRT_PRT_HI-TFR_HTE_ALL_ht to Reservoir C 10_p2 | HT to SRN Source A spur to Reservoir C: 10Ml/d Phase 2 | Discount Factor |  |  | Total | [6 empty] | 0.96618 | 0.93351 | 0.90194 | 0.87144 | 0.84197 | 0.8135 | 0.78599 | 0.75941 | 0.73373 | 0.70892 | 0.68495 | 0.66178 | 0.6394 | 0.61778 | 0.59689 | 0.57671 | 0.5572 | 0.53836 | 0.52016 | 0.50257 | 0.48557 | 0.46915 | 0.45329 | 0.43796 | 0.42315 | 0.40884 | 0.39501 | 0.38165 | 0.36875 | 0.35628 | 0.3459 | 0.33583 | 0.32605 | 0.31655 | 0.30733 | 0.29838 | 0.28969 | 0.28125 | 0.27306 | 0.2651 | 0.25738 | 0.24989 | 0.24261 | 0.23554 | 0.22868 | 0.22202 | 0.21555 | 0.20928 | 0.20318 | 0.19726 | 0.19152 | 0.18594 | 0.18052 | 0.17527 | 0.17016 | 0.1652 | 0.16039 | 0.15572 | 0.15119 | 0.14678 | 0.14251 | 0.13836 | 0.13433 | 0.13041 | 0.12662 | 0.12293 | 0.11935 | 0.11587 | 0.1125 | 0.10922 | 0.10604 | 0.10295 | 0.099951 | 0.09704 | 0.094214 | 0.091916 | 0.089674 | 0.087487 | 0.085353 | 0.083271
|  | PRT_PRT_HI-TFR_HTE_ALL_ht to Reservoir C 10_p2 | HT to SRN Source A spur to Reservoir C: 10Ml/d Phase 2 | Capex | Costed Risk |  | Fixed | 2025-26: 0.30369; 2026-27: 0.30369; 2027-28: 0.30369; 2028-29: 0.30369; 2029-30: 0.30369
|  | PRT_PRT_HI-TFR_HTE_ALL_ht to Reservoir C 10_p2 | HT to SRN Source A spur to Reservoir C: 10Ml/d Phase 2 | Capex | Optimism Bias |  | Fixed | 2025-26: 0.37658; 2026-27: 0.37658; 2027-28: 0.37658; 2028-29: 0.37658; 2029-30: 0.37658; 2039-40: 0; 2049-50: 0; 2059-60: 0; 2069-70: 0; 2079-80: 0; 2089-90: 1.5497; 2099-100: 0
|  | PRT_PRT_HI-TFR_HTE_ALL_ht to Reservoir C 10_p2 | HT to SRN Source A spur to Reservoir C: 10Ml/d Phase 2 | Net Present Cost (NPC) |  |  | Total | [6 empty] | 0.02957 | 0.08571 | 0.13802 | 0.18669 | 0.23192 | 1.391 | 1.3408 | 1.2924 | 1.2457 | 1.2008 | 1.1574 | 1.1156 | 1.0753 | 1.0364 | 0.999 | 0.9629 | 0.92809 | 0.89454 | 0.8622 | 0.83102 | 0.80097 | 0.77199 | 0.74406 | 0.71714 | 0.69119 | 0.66617 | 0.64205 | 0.61881 | 0.5964 | 0.57479 | 0.55666 | 0.5391 | 0.52208 | 0.5056 | 0.48964 | 0.47418 | 0.4592 | 0.4447 | 0.43065 | 0.41704 | 0.40386 | 0.39109 | 0.37872 | 0.36674 | 0.35514 | 0.3439 | 0.33302 | 0.32248 | 0.31227 | 0.30238 | 0.2928 | 0.28353 | 0.27454 | 0.26584 | 0.25741 | 0.24925 | 0.24135 | 0.23369 | 0.22628 | 0.21909 | 0.21214 | 0.2054 | 0.19888 | 0.19256 | 0.19993 | 0.20671 | 0.20021 | 0.19391 | 0.18781 | 0.1819 | 0.17618 | 0.17063 | 0.16526 | 0.16005 | 0.15501 | 0.15086 | 0.14682 | 0.14289 | 0.13906 | 0.13533
|  | PRT_PRT_HI-TFR_HTE_ALL_ht to Reservoir C 10_p2 | HT to SRN Source A spur to Reservoir C: 10Ml/d Phase 2 | Total NPC |  |  | Total | 2019-20: 38.2424
|  | PRT_PRT_HI-TFR_HTE_ALL_ht to Reservoir C 10_p3 | HT to SRN Source A spur to Reservoir C: 10Ml/d Phase 3 | Capex |  |  | Total | 2025-26: 1.2879; 2026-27: 1.2879; 2027-28: 1.2879; 2028-29: 1.2879; 2029-30: 1.2879; 2039-40: 0; 2049-50: 0; 2059-60: 0; 2069-70: 0; 2079-80: 0; 2089-90: 5.3; 2099-100: 0
|  | PRT_PRT_HI-TFR_HTE_ALL_ht to Reservoir C 10_p3 | HT to SRN Source A spur to Reservoir C: 10Ml/d Phase 3 | Opex |  |  | Total | [11 empty] | 1.2765 | 1.2765 | 1.2765 | 1.2765 | 1.2765 | 1.2765 | 1.2765 | 1.2765 | 1.2765 | 1.2765 | 1.2765 | 1.2765 | 1.2765 | 1.2765 | 1.2765 | 1.2765 | 1.2765 | 1.2765 | 1.2765 | 1.2765 | 1.2765 | 1.2765 | 1.2765 | 1.2765 | 1.2765 | 1.2765 | 1.2765 | 1.2765 | 1.2765 | 1.2765 | 1.2765 | 1.2765 | 1.2765 | 1.2765 | 1.2765 | 1.2765 | 1.2765 | 1.2765 | 1.2765 | 1.2765 | 1.2765 | 1.2765 | 1.2765 | 1.2765 | 1.2765 | 1.2765 | 1.2765 | 1.2765 | 1.2765 | 1.2765 | 1.2765 | 1.2765 | 1.2765 | 1.2765 | 1.2765 | 1.2765 | 1.2765 | 1.2765 | 1.2765 | 1.2765 | 1.2765 | 1.2765 | 1.2765 | 1.2765 | 1.2765 | 1.2765 | 1.2765 | 1.2765 | 1.2765 | 1.2765 | 1.2765 | 1.2765 | 1.2765 | 1.2765 | 1.2765
|  | PRT_PRT_HI-TFR_HTE_ALL_ht to Reservoir C 10_p3 | HT to SRN Source A spur to Reservoir C: 10Ml/d Phase 3 | Financing Cost |  |  | Total | [6 empty] | 0.030605 | 0.091815 | 0.15303 | 0.21424 | 0.27545 | 0.43339 | 0.42936 | 0.42534 | 0.42132 | 0.4173 | 0.41327 | 0.40925 | 0.40523 | 0.4012 | 0.39718 | 0.39316 | 0.38914 | 0.38511 | 0.38109 | 0.37707 | 0.37305 | 0.36902 | 0.365 | 0.36098 | 0.35696 | 0.35293 | 0.34891 | 0.34489 | 0.34086 | 0.33684 | 0.33282 | 0.3288 | 0.32477 | 0.32075 | 0.31673 | 0.31271 | 0.30868 | 0.30466 | 0.30064 | 0.29661 | 0.29259 | 0.28857 | 0.28455 | 0.28052 | 0.2765 | 0.27248 | 0.26846 | 0.26443 | 0.26041 | 0.25639 | 0.25237 | 0.24834 | 0.24432 | 0.2403 | 0.23627 | 0.23225 | 0.22823 | 0.22421 | 0.22018 | 0.21616 | 0.21214 | 0.20812 | 0.20409 | 0.20007 | 0.30256 | 0.40505 | 0.40103 | 0.39701 | 0.39298 | 0.38896 | 0.38494 | 0.38092 | 0.37689 | 0.37287 | 0.36885 | 0.36482 | 0.3608 | 0.35678 | 0.35276 | 0.34873
|  | PRT_PRT_HI-TFR_HTE_ALL_ht to Reservoir C 10_p3 | HT to SRN Source A spur to Reservoir C: 10Ml/d Phase 3 | Discount Rate |  |  | Total | [6 empty] | 0.035 | 0.035 | 0.035 | 0.035 | 0.035 | 0.035 | 0.035 | 0.035 | 0.035 | 0.035 | 0.035 | 0.035 | 0.035 | 0.035 | 0.035 | 0.035 | 0.035 | 0.035 | 0.035 | 0.035 | 0.035 | 0.035 | 0.035 | 0.035 | 0.035 | 0.035 | 0.035 | 0.035 | 0.035 | 0.035 | 0.03 | 0.03 | 0.03 | 0.03 | 0.03 | 0.03 | 0.03 | 0.03 | 0.03 | 0.03 | 0.03 | 0.03 | 0.03 | 0.03 | 0.03 | 0.03 | 0.03 | 0.03 | 0.03 | 0.03 | 0.03 | 0.03 | 0.03 | 0.03 | 0.03 | 0.03 | 0.03 | 0.03 | 0.03 | 0.03 | 0.03 | 0.03 | 0.03 | 0.03 | 0.03 | 0.03 | 0.03 | 0.03 | 0.03 | 0.03 | 0.03 | 0.03 | 0.03 | 0.03 | 0.03 | 0.025 | 0.025 | 0.025 | 0.025 | 0.025
|  | PRT_PRT_HI-TFR_HTE_ALL_ht to Reservoir C 10_p3 | HT to SRN Source A spur to Reservoir C: 10Ml/d Phase 3 | Discount Factor |  |  | Total | [6 empty] | 0.96618 | 0.93351 | 0.90194 | 0.87144 | 0.84197 | 0.8135 | 0.78599 | 0.75941 | 0.73373 | 0.70892 | 0.68495 | 0.66178 | 0.6394 | 0.61778 | 0.59689 | 0.57671 | 0.5572 | 0.53836 | 0.52016 | 0.50257 | 0.48557 | 0.46915 | 0.45329 | 0.43796 | 0.42315 | 0.40884 | 0.39501 | 0.38165 | 0.36875 | 0.35628 | 0.3459 | 0.33583 | 0.32605 | 0.31655 | 0.30733 | 0.29838 | 0.28969 | 0.28125 | 0.27306 | 0.2651 | 0.25738 | 0.24989 | 0.24261 | 0.23554 | 0.22868 | 0.22202 | 0.21555 | 0.20928 | 0.20318 | 0.19726 | 0.19152 | 0.18594 | 0.18052 | 0.17527 | 0.17016 | 0.1652 | 0.16039 | 0.15572 | 0.15119 | 0.14678 | 0.14251 | 0.13836 | 0.13433 | 0.13041 | 0.12662 | 0.12293 | 0.11935 | 0.11587 | 0.1125 | 0.10922 | 0.10604 | 0.10295 | 0.099951 | 0.09704 | 0.094214 | 0.091916 | 0.089674 | 0.087487 | 0.085353 | 0.083271
|  | PRT_PRT_HI-TFR_HTE_ALL_ht to Reservoir C 10_p3 | HT to SRN Source A spur to Reservoir C: 10Ml/d Phase 3 | Capex | Costed Risk |  | Fixed | 2025-26: 0.30369; 2026-27: 0.30369; 2027-28: 0.30369; 2028-29: 0.30369; 2029-30: 0.30369
|  | PRT_PRT_HI-TFR_HTE_ALL_ht to Reservoir C 10_p3 | HT to SRN Source A spur to Reservoir C: 10Ml/d Phase 3 | Capex | Optimism Bias |  | Fixed | 2025-26: 0.37658; 2026-27: 0.37658; 2027-28: 0.37658; 2028-29: 0.37658; 2029-30: 0.37658; 2039-40: 0; 2049-50: 0; 2059-60: 0; 2069-70: 0; 2079-80: 0; 2089-90: 1.5497; 2099-100: 0
|  | PRT_PRT_HI-TFR_HTE_ALL_ht to Reservoir C 10_p3 | HT to SRN Source A spur to Reservoir C: 10Ml/d Phase 3 | Net Present Cost (NPC) |  |  | Total | [6 empty] | 0.02957 | 0.08571 | 0.13802 | 0.18669 | 0.23192 | 1.391 | 1.3408 | 1.2924 | 1.2457 | 1.2008 | 1.1574 | 1.1156 | 1.0753 | 1.0364 | 0.999 | 0.9629 | 0.92809 | 0.89454 | 0.8622 | 0.83102 | 0.80097 | 0.77199 | 0.74406 | 0.71714 | 0.69119 | 0.66617 | 0.64205 | 0.61881 | 0.5964 | 0.57479 | 0.55666 | 0.5391 | 0.52208 | 0.5056 | 0.48964 | 0.47418 | 0.4592 | 0.4447 | 0.43065 | 0.41704 | 0.40386 | 0.39109 | 0.37872 | 0.36674 | 0.35514 | 0.3439 | 0.33302 | 0.32248 | 0.31227 | 0.30238 | 0.2928 | 0.28353 | 0.27454 | 0.26584 | 0.25741 | 0.24925 | 0.24135 | 0.23369 | 0.22628 | 0.21909 | 0.21214 | 0.2054 | 0.19888 | 0.19256 | 0.19993 | 0.20671 | 0.20021 | 0.19391 | 0.18781 | 0.1819 | 0.17618 | 0.17063 | 0.16526 | 0.16005 | 0.15501 | 0.15086 | 0.14682 | 0.14289 | 0.13906 | 0.13533
|  | PRT_PRT_HI-TFR_HTE_ALL_ht to Reservoir C 10_p3 | HT to SRN Source A spur to Reservoir C: 10Ml/d Phase 3 | Total NPC |  |  | Total | 2019-20: 38.2424
|  | PRT_PRT_HI-TFR_HTE_ALL_ht to Reservoir C 10_p4 | HT to SRN Source A spur to Reservoir C: 10Ml/d Phase 4 | Capex |  |  | Total | 2025-26: 1.2879; 2026-27: 1.2879; 2027-28: 1.2879; 2028-29: 1.2879; 2029-30: 1.2879; 2039-40: 0; 2049-50: 0; 2059-60: 0; 2069-70: 0; 2079-80: 0; 2089-90: 5.3; 2099-100: 0
|  | PRT_PRT_HI-TFR_HTE_ALL_ht to Reservoir C 10_p4 | HT to SRN Source A spur to Reservoir C: 10Ml/d Phase 4 | Opex |  |  | Total | [11 empty] | 1.2765 | 1.2765 | 1.2765 | 1.2765 | 1.2765 | 1.2765 | 1.2765 | 1.2765 | 1.2765 | 1.2765 | 1.2765 | 1.2765 | 1.2765 | 1.2765 | 1.2765 | 1.2765 | 1.2765 | 1.2765 | 1.2765 | 1.2765 | 1.2765 | 1.2765 | 1.2765 | 1.2765 | 1.2765 | 1.2765 | 1.2765 | 1.2765 | 1.2765 | 1.2765 | 1.2765 | 1.2765 | 1.2765 | 1.2765 | 1.2765 | 1.2765 | 1.2765 | 1.2765 | 1.2765 | 1.2765 | 1.2765 | 1.2765 | 1.2765 | 1.2765 | 1.2765 | 1.2765 | 1.2765 | 1.2765 | 1.2765 | 1.2765 | 1.2765 | 1.2765 | 1.2765 | 1.2765 | 1.2765 | 1.2765 | 1.2765 | 1.2765 | 1.2765 | 1.2765 | 1.2765 | 1.2765 | 1.2765 | 1.2765 | 1.2765 | 1.2765 | 1.2765 | 1.2765 | 1.2765 | 1.2765 | 1.2765 | 1.2765 | 1.2765 | 1.2765 | 1.2765
|  | PRT_PRT_HI-TFR_HTE_ALL_ht to Reservoir C 10_p4 | HT to SRN Source A spur to Reservoir C: 10Ml/d Phase 4 | Financing Cost |  |  | Total | [6 empty] | 0.030605 | 0.091815 | 0.15303 | 0.21424 | 0.27545 | 0.43339 | 0.42936 | 0.42534 | 0.42132 | 0.4173 | 0.41327 | 0.40925 | 0.40523 | 0.4012 | 0.39718 | 0.39316 | 0.38914 | 0.38511 | 0.38109 | 0.37707 | 0.37305 | 0.36902 | 0.365 | 0.36098 | 0.35696 | 0.35293 | 0.34891 | 0.34489 | 0.34086 | 0.33684 | 0.33282 | 0.3288 | 0.32477 | 0.32075 | 0.31673 | 0.31271 | 0.30868 | 0.30466 | 0.30064 | 0.29661 | 0.29259 | 0.28857 | 0.28455 | 0.28052 | 0.2765 | 0.27248 | 0.26846 | 0.26443 | 0.26041 | 0.25639 | 0.25237 | 0.24834 | 0.24432 | 0.2403 | 0.23627 | 0.23225 | 0.22823 | 0.22421 | 0.22018 | 0.21616 | 0.21214 | 0.20812 | 0.20409 | 0.20007 | 0.30256 | 0.40505 | 0.40103 | 0.39701 | 0.39298 | 0.38896 | 0.38494 | 0.38092 | 0.37689 | 0.37287 | 0.36885 | 0.36482 | 0.3608 | 0.35678 | 0.35276 | 0.34873
|  | PRT_PRT_HI-TFR_HTE_ALL_ht to Reservoir C 10_p4 | HT to SRN Source A spur to Reservoir C: 10Ml/d Phase 4 | Discount Rate |  |  | Total | [6 empty] | 0.035 | 0.035 | 0.035 | 0.035 | 0.035 | 0.035 | 0.035 | 0.035 | 0.035 | 0.035 | 0.035 | 0.035 | 0.035 | 0.035 | 0.035 | 0.035 | 0.035 | 0.035 | 0.035 | 0.035 | 0.035 | 0.035 | 0.035 | 0.035 | 0.035 | 0.035 | 0.035 | 0.035 | 0.035 | 0.035 | 0.03 | 0.03 | 0.03 | 0.03 | 0.03 | 0.03 | 0.03 | 0.03 | 0.03 | 0.03 | 0.03 | 0.03 | 0.03 | 0.03 | 0.03 | 0.03 | 0.03 | 0.03 | 0.03 | 0.03 | 0.03 | 0.03 | 0.03 | 0.03 | 0.03 | 0.03 | 0.03 | 0.03 | 0.03 | 0.03 | 0.03 | 0.03 | 0.03 | 0.03 | 0.03 | 0.03 | 0.03 | 0.03 | 0.03 | 0.03 | 0.03 | 0.03 | 0.03 | 0.03 | 0.03 | 0.025 | 0.025 | 0.025 | 0.025 | 0.025
|  | PRT_PRT_HI-TFR_HTE_ALL_ht to Reservoir C 10_p4 | HT to SRN Source A spur to Reservoir C: 10Ml/d Phase 4 | Discount Factor |  |  | Total | [6 empty] | 0.96618 | 0.93351 | 0.90194 | 0.87144 | 0.84197 | 0.8135 | 0.78599 | 0.75941 | 0.73373 | 0.70892 | 0.68495 | 0.66178 | 0.6394 | 0.61778 | 0.59689 | 0.57671 | 0.5572 | 0.53836 | 0.52016 | 0.50257 | 0.48557 | 0.46915 | 0.45329 | 0.43796 | 0.42315 | 0.40884 | 0.39501 | 0.38165 | 0.36875 | 0.35628 | 0.3459 | 0.33583 | 0.32605 | 0.31655 | 0.30733 | 0.29838 | 0.28969 | 0.28125 | 0.27306 | 0.2651 | 0.25738 | 0.24989 | 0.24261 | 0.23554 | 0.22868 | 0.22202 | 0.21555 | 0.20928 | 0.20318 | 0.19726 | 0.19152 | 0.18594 | 0.18052 | 0.17527 | 0.17016 | 0.1652 | 0.16039 | 0.15572 | 0.15119 | 0.14678 | 0.14251 | 0.13836 | 0.13433 | 0.13041 | 0.12662 | 0.12293 | 0.11935 | 0.11587 | 0.1125 | 0.10922 | 0.10604 | 0.10295 | 0.099951 | 0.09704 | 0.094214 | 0.091916 | 0.089674 | 0.087487 | 0.085353 | 0.083271
|  | PRT_PRT_HI-TFR_HTE_ALL_ht to Reservoir C 10_p4 | HT to SRN Source A spur to Reservoir C: 10Ml/d Phase 4 | Capex | Costed Risk |  | Fixed | 2025-26: 0.30369; 2026-27: 0.30369; 2027-28: 0.30369; 2028-29: 0.30369; 2029-30: 0.30369
|  | PRT_PRT_HI-TFR_HTE_ALL_ht to Reservoir C 10_p4 | HT to SRN Source A spur to Reservoir C: 10Ml/d Phase 4 | Capex | Optimism Bias |  | Fixed | 2025-26: 0.37658; 2026-27: 0.37658; 2027-28: 0.37658; 2028-29: 0.37658; 2029-30: 0.37658; 2039-40: 0; 2049-50: 0; 2059-60: 0; 2069-70: 0; 2079-80: 0; 2089-90: 1.5497; 2099-100: 0
|  | PRT_PRT_HI-TFR_HTE_ALL_ht to Reservoir C 10_p4 | HT to SRN Source A spur to Reservoir C: 10Ml/d Phase 4 | Net Present Cost (NPC) |  |  | Total | [6 empty] | 0.02957 | 0.08571 | 0.13802 | 0.18669 | 0.23192 | 1.391 | 1.3408 | 1.2924 | 1.2457 | 1.2008 | 1.1574 | 1.1156 | 1.0753 | 1.0364 | 0.999 | 0.9629 | 0.92809 | 0.89454 | 0.8622 | 0.83102 | 0.80097 | 0.77199 | 0.74406 | 0.71714 | 0.69119 | 0.66617 | 0.64205 | 0.61881 | 0.5964 | 0.57479 | 0.55666 | 0.5391 | 0.52208 | 0.5056 | 0.48964 | 0.47418 | 0.4592 | 0.4447 | 0.43065 | 0.41704 | 0.40386 | 0.39109 | 0.37872 | 0.36674 | 0.35514 | 0.3439 | 0.33302 | 0.32248 | 0.31227 | 0.30238 | 0.2928 | 0.28353 | 0.27454 | 0.26584 | 0.25741 | 0.24925 | 0.24135 | 0.23369 | 0.22628 | 0.21909 | 0.21214 | 0.2054 | 0.19888 | 0.19256 | 0.19993 | 0.20671 | 0.20021 | 0.19391 | 0.18781 | 0.1819 | 0.17618 | 0.17063 | 0.16526 | 0.16005 | 0.15501 | 0.15086 | 0.14682 | 0.14289 | 0.13906 | 0.13533
|  | PRT_PRT_HI-TFR_HTE_ALL_ht to Reservoir C 10_p4 | HT to SRN Source A spur to Reservoir C: 10Ml/d Phase 4 | Total NPC |  |  | Total | 2019-20: 38.2424
|  | PRT_PRT_HI-TFR_HTE_ALL_ht to Reservoir C 10_p5 | HT to SRN Source A spur to Reservoir C: 10Ml/d Phase 5 | Capex |  |  | Total | 2025-26: 1.2879; 2026-27: 1.2879; 2027-28: 1.2879; 2028-29: 1.2879; 2029-30: 1.2879; 2039-40: 0; 2049-50: 0; 2059-60: 0; 2069-70: 0; 2079-80: 0; 2089-90: 5.3; 2099-100: 0
|  | PRT_PRT_HI-TFR_HTE_ALL_ht to Reservoir C 10_p5 | HT to SRN Source A spur to Reservoir C: 10Ml/d Phase 5 | Opex |  |  | Total | [11 empty] | 1.2765 | 1.2765 | 1.2765 | 1.2765 | 1.2765 | 1.2765 | 1.2765 | 1.2765 | 1.2765 | 1.2765 | 1.2765 | 1.2765 | 1.2765 | 1.2765 | 1.2765 | 1.2765 | 1.2765 | 1.2765 | 1.2765 | 1.2765 | 1.2765 | 1.2765 | 1.2765 | 1.2765 | 1.2765 | 1.2765 | 1.2765 | 1.2765 | 1.2765 | 1.2765 | 1.2765 | 1.2765 | 1.2765 | 1.2765 | 1.2765 | 1.2765 | 1.2765 | 1.2765 | 1.2765 | 1.2765 | 1.2765 | 1.2765 | 1.2765 | 1.2765 | 1.2765 | 1.2765 | 1.2765 | 1.2765 | 1.2765 | 1.2765 | 1.2765 | 1.2765 | 1.2765 | 1.2765 | 1.2765 | 1.2765 | 1.2765 | 1.2765 | 1.2765 | 1.2765 | 1.2765 | 1.2765 | 1.2765 | 1.2765 | 1.2765 | 1.2765 | 1.2765 | 1.2765 | 1.2765 | 1.2765 | 1.2765 | 1.2765 | 1.2765 | 1.2765 | 1.2765
|  | PRT_PRT_HI-TFR_HTE_ALL_ht to Reservoir C 10_p5 | HT to SRN Source A spur to Reservoir C: 10Ml/d Phase 5 | Financing Cost |  |  | Total | [6 empty] | 0.030605 | 0.091815 | 0.15303 | 0.21424 | 0.27545 | 0.43339 | 0.42936 | 0.42534 | 0.42132 | 0.4173 | 0.41327 | 0.40925 | 0.40523 | 0.4012 | 0.39718 | 0.39316 | 0.38914 | 0.38511 | 0.38109 | 0.37707 | 0.37305 | 0.36902 | 0.365 | 0.36098 | 0.35696 | 0.35293 | 0.34891 | 0.34489 | 0.34086 | 0.33684 | 0.33282 | 0.3288 | 0.32477 | 0.32075 | 0.31673 | 0.31271 | 0.30868 | 0.30466 | 0.30064 | 0.29661 | 0.29259 | 0.28857 | 0.28455 | 0.28052 | 0.2765 | 0.27248 | 0.26846 | 0.26443 | 0.26041 | 0.25639 | 0.25237 | 0.24834 | 0.24432 | 0.2403 | 0.23627 | 0.23225 | 0.22823 | 0.22421 | 0.22018 | 0.21616 | 0.21214 | 0.20812 | 0.20409 | 0.20007 | 0.30256 | 0.40505 | 0.40103 | 0.39701 | 0.39298 | 0.38896 | 0.38494 | 0.38092 | 0.37689 | 0.37287 | 0.36885 | 0.36482 | 0.3608 | 0.35678 | 0.35276 | 0.34873
|  | PRT_PRT_HI-TFR_HTE_ALL_ht to Reservoir C 10_p5 | HT to SRN Source A spur to Reservoir C: 10Ml/d Phase 5 | Discount Rate |  |  | Total | [6 empty] | 0.035 | 0.035 | 0.035 | 0.035 | 0.035 | 0.035 | 0.035 | 0.035 | 0.035 | 0.035 | 0.035 | 0.035 | 0.035 | 0.035 | 0.035 | 0.035 | 0.035 | 0.035 | 0.035 | 0.035 | 0.035 | 0.035 | 0.035 | 0.035 | 0.035 | 0.035 | 0.035 | 0.035 | 0.035 | 0.035 | 0.03 | 0.03 | 0.03 | 0.03 | 0.03 | 0.03 | 0.03 | 0.03 | 0.03 | 0.03 | 0.03 | 0.03 | 0.03 | 0.03 | 0.03 | 0.03 | 0.03 | 0.03 | 0.03 | 0.03 | 0.03 | 0.03 | 0.03 | 0.03 | 0.03 | 0.03 | 0.03 | 0.03 | 0.03 | 0.03 | 0.03 | 0.03 | 0.03 | 0.03 | 0.03 | 0.03 | 0.03 | 0.03 | 0.03 | 0.03 | 0.03 | 0.03 | 0.03 | 0.03 | 0.03 | 0.025 | 0.025 | 0.025 | 0.025 | 0.025
|  | PRT_PRT_HI-TFR_HTE_ALL_ht to Reservoir C 10_p5 | HT to SRN Source A spur to Reservoir C: 10Ml/d Phase 5 | Discount Factor |  |  | Total | [6 empty] | 0.96618 | 0.93351 | 0.90194 | 0.87144 | 0.84197 | 0.8135 | 0.78599 | 0.75941 | 0.73373 | 0.70892 | 0.68495 | 0.66178 | 0.6394 | 0.61778 | 0.59689 | 0.57671 | 0.5572 | 0.53836 | 0.52016 | 0.50257 | 0.48557 | 0.46915 | 0.45329 | 0.43796 | 0.42315 | 0.40884 | 0.39501 | 0.38165 | 0.36875 | 0.35628 | 0.3459 | 0.33583 | 0.32605 | 0.31655 | 0.30733 | 0.29838 | 0.28969 | 0.28125 | 0.27306 | 0.2651 | 0.25738 | 0.24989 | 0.24261 | 0.23554 | 0.22868 | 0.22202 | 0.21555 | 0.20928 | 0.20318 | 0.19726 | 0.19152 | 0.18594 | 0.18052 | 0.17527 | 0.17016 | 0.1652 | 0.16039 | 0.15572 | 0.15119 | 0.14678 | 0.14251 | 0.13836 | 0.13433 | 0.13041 | 0.12662 | 0.12293 | 0.11935 | 0.11587 | 0.1125 | 0.10922 | 0.10604 | 0.10295 | 0.099951 | 0.09704 | 0.094214 | 0.091916 | 0.089674 | 0.087487 | 0.085353 | 0.083271
|  | PRT_PRT_HI-TFR_HTE_ALL_ht to Reservoir C 10_p5 | HT to SRN Source A spur to Reservoir C: 10Ml/d Phase 5 | Capex | Costed Risk |  | Fixed | 2025-26: 0.30369; 2026-27: 0.30369; 2027-28: 0.30369; 2028-29: 0.30369; 2029-30: 0.30369
|  | PRT_PRT_HI-TFR_HTE_ALL_ht to Reservoir C 10_p5 | HT to SRN Source A spur to Reservoir C: 10Ml/d Phase 5 | Capex | Optimism Bias |  | Fixed | 2025-26: 0.37658; 2026-27: 0.37658; 2027-28: 0.37658; 2028-29: 0.37658; 2029-30: 0.37658; 2039-40: 0; 2049-50: 0; 2059-60: 0; 2069-70: 0; 2079-80: 0; 2089-90: 1.5497; 2099-100: 0
|  | PRT_PRT_HI-TFR_HTE_ALL_ht to Reservoir C 10_p5 | HT to SRN Source A spur to Reservoir C: 10Ml/d Phase 5 | Net Present Cost (NPC) |  |  | Total | [6 empty] | 0.02957 | 0.08571 | 0.13802 | 0.18669 | 0.23192 | 1.391 | 1.3408 | 1.2924 | 1.2457 | 1.2008 | 1.1574 | 1.1156 | 1.0753 | 1.0364 | 0.999 | 0.9629 | 0.92809 | 0.89454 | 0.8622 | 0.83102 | 0.80097 | 0.77199 | 0.74406 | 0.71714 | 0.69119 | 0.66617 | 0.64205 | 0.61881 | 0.5964 | 0.57479 | 0.55666 | 0.5391 | 0.52208 | 0.5056 | 0.48964 | 0.47418 | 0.4592 | 0.4447 | 0.43065 | 0.41704 | 0.40386 | 0.39109 | 0.37872 | 0.36674 | 0.35514 | 0.3439 | 0.33302 | 0.32248 | 0.31227 | 0.30238 | 0.2928 | 0.28353 | 0.27454 | 0.26584 | 0.25741 | 0.24925 | 0.24135 | 0.23369 | 0.22628 | 0.21909 | 0.21214 | 0.2054 | 0.19888 | 0.19256 | 0.19993 | 0.20671 | 0.20021 | 0.19391 | 0.18781 | 0.1819 | 0.17618 | 0.17063 | 0.16526 | 0.16005 | 0.15501 | 0.15086 | 0.14682 | 0.14289 | 0.13906 | 0.13533
|  | PRT_PRT_HI-TFR_HTE_ALL_ht to Reservoir C 10_p5 | HT to SRN Source A spur to Reservoir C: 10Ml/d Phase 5 | Total NPC |  |  | Total | 2019-20: 38.2424
|  | PRT_PRT_HI-TFR_HTE_ALL_ht to Reservoir C 20_p1 | HT to SRN Source A 20Ml/d spur to Reservoir C: 10Ml/d WTW Phase 1 | Capex |  |  | Total | 2025-26: 2.7974; 2026-27: 2.7974; 2027-28: 2.7974; 2028-29: 2.7974; 2029-30: 2.7974; 2039-40: 0.1032; 2049-50: 0.63431; 2054-55: 1.5; 2059-60: 0.1032; 2069-70: 0.63431; 2079-80: 1.6032; 2089-90: 6.2136; 2099-100: 0.1032; 2104-05: 1.5
|  | PRT_PRT_HI-TFR_HTE_ALL_ht to Reservoir C 20_p1 | HT to SRN Source A 20Ml/d spur to Reservoir C: 10Ml/d WTW Phase 1 | Opex |  |  | Total | [11 empty] | 1.2614 | 1.2614 | 1.2614 | 1.2614 | 1.2614 | 1.2614 | 1.2614 | 1.2614 | 1.2614 | 1.2614 | 1.2614 | 1.2614 | 1.2614 | 1.2614 | 1.2614 | 1.2614 | 1.2614 | 1.2614 | 1.2614 | 1.2614 | 1.2614 | 1.2614 | 1.2614 | 1.2614 | 1.2614 | 1.2614 | 1.2614 | 1.2614 | 1.2614 | 1.2614 | 1.2614 | 1.2614 | 1.2614 | 1.2614 | 1.2614 | 1.2614 | 1.2614 | 1.2614 | 1.2614 | 1.2614 | 1.2614 | 1.2614 | 1.2614 | 1.2614 | 1.2614 | 1.2614 | 1.2614 | 1.2614 | 1.2614 | 1.2614 | 1.2614 | 1.2614 | 1.2614 | 1.2614 | 1.2614 | 1.2614 | 1.2614 | 1.2614 | 1.2614 | 1.2614 | 1.2614 | 1.2614 | 1.2614 | 1.2614 | 1.2614 | 1.2614 | 1.2614 | 1.2614 | 1.2614 | 1.2614 | 1.2614 | 1.2614 | 1.2614 | 1.2614 | 1.2614
|  | PRT_PRT_HI-TFR_HTE_ALL_ht to Reservoir C 20_p1 | HT to SRN Source A 20Ml/d spur to Reservoir C: 10Ml/d WTW Phase 1 | Financing Cost |  |  | Total | [6 empty] | 0.068533 | 0.2056 | 0.34266 | 0.47973 | 0.61679 | 1.0131 | 1.0027 | 0.99237 | 0.98202 | 0.97166 | 0.96131 | 0.95096 | 0.9406 | 0.93025 | 0.9222 | 0.91416 | 0.90381 | 0.89345 | 0.8831 | 0.87274 | 0.86239 | 0.85204 | 0.84168 | 0.83133 | 0.83518 | 0.83903 | 0.82867 | 0.81832 | 0.80796 | 0.82776 | 0.84755 | 0.83719 | 0.82684 | 0.81648 | 0.80844 | 0.8004 | 0.79004 | 0.77969 | 0.76933 | 0.75898 | 0.74863 | 0.73827 | 0.72792 | 0.71756 | 0.72141 | 0.72526 | 0.71491 | 0.70455 | 0.6942 | 0.68385 | 0.67349 | 0.66314 | 0.65278 | 0.64243 | 0.66453 | 0.68663 | 0.67628 | 0.66592 | 0.65557 | 0.64522 | 0.63486 | 0.62451 | 0.61415 | 0.6038 | 0.72041 | 0.83703 | 0.82668 | 0.81632 | 0.80597 | 0.79561 | 0.78526 | 0.77491 | 0.76455 | 0.7542 | 0.74615 | 0.73811 | 0.72776 | 0.7174 | 0.70705 | 0.72684
|  | PRT_PRT_HI-TFR_HTE_ALL_ht to Reservoir C 20_p1 | HT to SRN Source A 20Ml/d spur to Reservoir C: 10Ml/d WTW Phase 1 | Discount Rate |  |  | Total | [6 empty] | 0.035 | 0.035 | 0.035 | 0.035 | 0.035 | 0.035 | 0.035 | 0.035 | 0.035 | 0.035 | 0.035 | 0.035 | 0.035 | 0.035 | 0.035 | 0.035 | 0.035 | 0.035 | 0.035 | 0.035 | 0.035 | 0.035 | 0.035 | 0.035 | 0.035 | 0.035 | 0.035 | 0.035 | 0.035 | 0.035 | 0.03 | 0.03 | 0.03 | 0.03 | 0.03 | 0.03 | 0.03 | 0.03 | 0.03 | 0.03 | 0.03 | 0.03 | 0.03 | 0.03 | 0.03 | 0.03 | 0.03 | 0.03 | 0.03 | 0.03 | 0.03 | 0.03 | 0.03 | 0.03 | 0.03 | 0.03 | 0.03 | 0.03 | 0.03 | 0.03 | 0.03 | 0.03 | 0.03 | 0.03 | 0.03 | 0.03 | 0.03 | 0.03 | 0.03 | 0.03 | 0.03 | 0.03 | 0.03 | 0.03 | 0.03 | 0.025 | 0.025 | 0.025 | 0.025 | 0.025
|  | PRT_PRT_HI-TFR_HTE_ALL_ht to Reservoir C 20_p1 | HT to SRN Source A 20Ml/d spur to Reservoir C: 10Ml/d WTW Phase 1 | Discount Factor |  |  | Total | [6 empty] | 0.96618 | 0.93351 | 0.90194 | 0.87144 | 0.84197 | 0.8135 | 0.78599 | 0.75941 | 0.73373 | 0.70892 | 0.68495 | 0.66178 | 0.6394 | 0.61778 | 0.59689 | 0.57671 | 0.5572 | 0.53836 | 0.52016 | 0.50257 | 0.48557 | 0.46915 | 0.45329 | 0.43796 | 0.42315 | 0.40884 | 0.39501 | 0.38165 | 0.36875 | 0.35628 | 0.3459 | 0.33583 | 0.32605 | 0.31655 | 0.30733 | 0.29838 | 0.28969 | 0.28125 | 0.27306 | 0.2651 | 0.25738 | 0.24989 | 0.24261 | 0.23554 | 0.22868 | 0.22202 | 0.21555 | 0.20928 | 0.20318 | 0.19726 | 0.19152 | 0.18594 | 0.18052 | 0.17527 | 0.17016 | 0.1652 | 0.16039 | 0.15572 | 0.15119 | 0.14678 | 0.14251 | 0.13836 | 0.13433 | 0.13041 | 0.12662 | 0.12293 | 0.11935 | 0.11587 | 0.1125 | 0.10922 | 0.10604 | 0.10295 | 0.099951 | 0.09704 | 0.094214 | 0.091916 | 0.089674 | 0.087487 | 0.085353 | 0.083271
|  | PRT_PRT_HI-TFR_HTE_ALL_ht to Reservoir C 20_p1 | HT to SRN Source A 20Ml/d spur to Reservoir C: 10Ml/d WTW Phase 1 | Capex | Costed Risk |  | Fixed | 2025-26: 0.62283; 2026-27: 0.62283; 2027-28: 0.62283; 2028-29: 0.62283; 2029-30: 0.62283
|  | PRT_PRT_HI-TFR_HTE_ALL_ht to Reservoir C 20_p1 | HT to SRN Source A 20Ml/d spur to Reservoir C: 10Ml/d WTW Phase 1 | Capex | Optimism Bias |  | Fixed | 2025-26: 0.98698; 2026-27: 0.98698; 2027-28: 0.98698; 2028-29: 0.98698; 2029-30: 0.98698; 2039-40: 0.045408; 2049-50: 0.2791; 2054-55: 0.4386; 2059-60: 0.045408; 2069-70: 0.2791; 2079-80: 0.48401; 2089-90: 1.9517; 2099-100: 0.045408; 2104-05: 0.4386
|  | PRT_PRT_HI-TFR_HTE_ALL_ht to Reservoir C 20_p1 | HT to SRN Source A 20Ml/d spur to Reservoir C: 10Ml/d WTW Phase 1 | Net Present Cost (NPC) |  |  | Total | [6 empty] | 0.066215 | 0.19193 | 0.30906 | 0.41806 | 0.51932 | 1.8503 | 1.7796 | 1.7116 | 1.6461 | 1.5831 | 1.5225 | 1.4641 | 1.408 | 1.354 | 1.3034 | 1.2547 | 1.2065 | 1.1601 | 1.1155 | 1.0726 | 1.0313 | 0.99153 | 0.95331 | 0.91653 | 0.88717 | 0.85874 | 0.82561 | 0.79374 | 0.76308 | 0.74433 | 0.72949 | 0.70477 | 0.68087 | 0.65776 | 0.63613 | 0.6152 | 0.59428 | 0.57406 | 0.55451 | 0.53562 | 0.51735 | 0.4997 | 0.48263 | 0.46613 | 0.45344 | 0.44109 | 0.42601 | 0.41143 | 0.39734 | 0.38373 | 0.37057 | 0.35785 | 0.34556 | 0.33368 | 0.32772 | 0.32183 | 0.31079 | 0.30013 | 0.28982 | 0.27986 | 0.27023 | 0.26093 | 0.25194 | 0.24325 | 0.25093 | 0.25796 | 0.24921 | 0.24075 | 0.23257 | 0.22467 | 0.21703 | 0.20964 | 0.2025 | 0.1956 | 0.18914 | 0.18379 | 0.17838 | 0.17312 | 0.16801 | 0.16556
|  | PRT_PRT_HI-TFR_HTE_ALL_ht to Reservoir C 20_p1 | HT to SRN Source A 20Ml/d spur to Reservoir C: 10Ml/d WTW Phase 1 | Total NPC |  |  | Total | 2019-20: 50.0663
|  | PRT_PRT_HI-TFR_HTE_ALL_ht to Reservoir C 20_p2 | HT to SRN Source A 20Ml/d spur to Reservoir C: 10Ml/d WTW Phase 2 | Capex |  |  | Total | 2025-26: 1.2879; 2026-27: 1.2879; 2027-28: 1.2879; 2028-29: 1.2879; 2029-30: 1.2879; 2039-40: 0; 2049-50: 0; 2059-60: 0; 2069-70: 0; 2079-80: 0; 2089-90: 5.3; 2099-100: 0
|  | PRT_PRT_HI-TFR_HTE_ALL_ht to Reservoir C 20_p2 | HT to SRN Source A 20Ml/d spur to Reservoir C: 10Ml/d WTW Phase 2 | Opex |  |  | Total | [11 empty] | 1.2614 | 1.2614 | 1.2614 | 1.2614 | 1.2614 | 1.2614 | 1.2614 | 1.2614 | 1.2614 | 1.2614 | 1.2614 | 1.2614 | 1.2614 | 1.2614 | 1.2614 | 1.2614 | 1.2614 | 1.2614 | 1.2614 | 1.2614 | 1.2614 | 1.2614 | 1.2614 | 1.2614 | 1.2614 | 1.2614 | 1.2614 | 1.2614 | 1.2614 | 1.2614 | 1.2614 | 1.2614 | 1.2614 | 1.2614 | 1.2614 | 1.2614 | 1.2614 | 1.2614 | 1.2614 | 1.2614 | 1.2614 | 1.2614 | 1.2614 | 1.2614 | 1.2614 | 1.2614 | 1.2614 | 1.2614 | 1.2614 | 1.2614 | 1.2614 | 1.2614 | 1.2614 | 1.2614 | 1.2614 | 1.2614 | 1.2614 | 1.2614 | 1.2614 | 1.2614 | 1.2614 | 1.2614 | 1.2614 | 1.2614 | 1.2614 | 1.2614 | 1.2614 | 1.2614 | 1.2614 | 1.2614 | 1.2614 | 1.2614 | 1.2614 | 1.2614 | 1.2614
|  | PRT_PRT_HI-TFR_HTE_ALL_ht to Reservoir C 20_p2 | HT to SRN Source A 20Ml/d spur to Reservoir C: 10Ml/d WTW Phase 2 | Financing Cost |  |  | Total | [6 empty] | 0.030605 | 0.091815 | 0.15303 | 0.21424 | 0.27545 | 0.43339 | 0.42936 | 0.42534 | 0.42132 | 0.4173 | 0.41327 | 0.40925 | 0.40523 | 0.4012 | 0.39718 | 0.39316 | 0.38914 | 0.38511 | 0.38109 | 0.37707 | 0.37305 | 0.36902 | 0.365 | 0.36098 | 0.35696 | 0.35293 | 0.34891 | 0.34489 | 0.34086 | 0.33684 | 0.33282 | 0.3288 | 0.32477 | 0.32075 | 0.31673 | 0.31271 | 0.30868 | 0.30466 | 0.30064 | 0.29661 | 0.29259 | 0.28857 | 0.28455 | 0.28052 | 0.2765 | 0.27248 | 0.26846 | 0.26443 | 0.26041 | 0.25639 | 0.25237 | 0.24834 | 0.24432 | 0.2403 | 0.23627 | 0.23225 | 0.22823 | 0.22421 | 0.22018 | 0.21616 | 0.21214 | 0.20812 | 0.20409 | 0.20007 | 0.30256 | 0.40505 | 0.40103 | 0.39701 | 0.39298 | 0.38896 | 0.38494 | 0.38092 | 0.37689 | 0.37287 | 0.36885 | 0.36482 | 0.3608 | 0.35678 | 0.35276 | 0.34873
|  | PRT_PRT_HI-TFR_HTE_ALL_ht to Reservoir C 20_p2 | HT to SRN Source A 20Ml/d spur to Reservoir C: 10Ml/d WTW Phase 2 | Discount Rate |  |  | Total | [6 empty] | 0.035 | 0.035 | 0.035 | 0.035 | 0.035 | 0.035 | 0.035 | 0.035 | 0.035 | 0.035 | 0.035 | 0.035 | 0.035 | 0.035 | 0.035 | 0.035 | 0.035 | 0.035 | 0.035 | 0.035 | 0.035 | 0.035 | 0.035 | 0.035 | 0.035 | 0.035 | 0.035 | 0.035 | 0.035 | 0.035 | 0.03 | 0.03 | 0.03 | 0.03 | 0.03 | 0.03 | 0.03 | 0.03 | 0.03 | 0.03 | 0.03 | 0.03 | 0.03 | 0.03 | 0.03 | 0.03 | 0.03 | 0.03 | 0.03 | 0.03 | 0.03 | 0.03 | 0.03 | 0.03 | 0.03 | 0.03 | 0.03 | 0.03 | 0.03 | 0.03 | 0.03 | 0.03 | 0.03 | 0.03 | 0.03 | 0.03 | 0.03 | 0.03 | 0.03 | 0.03 | 0.03 | 0.03 | 0.03 | 0.03 | 0.03 | 0.025 | 0.025 | 0.025 | 0.025 | 0.025
|  | PRT_PRT_HI-TFR_HTE_ALL_ht to Reservoir C 20_p2 | HT to SRN Source A 20Ml/d spur to Reservoir C: 10Ml/d WTW Phase 2 | Discount Factor |  |  | Total | [6 empty] | 0.96618 | 0.93351 | 0.90194 | 0.87144 | 0.84197 | 0.8135 | 0.78599 | 0.75941 | 0.73373 | 0.70892 | 0.68495 | 0.66178 | 0.6394 | 0.61778 | 0.59689 | 0.57671 | 0.5572 | 0.53836 | 0.52016 | 0.50257 | 0.48557 | 0.46915 | 0.45329 | 0.43796 | 0.42315 | 0.40884 | 0.39501 | 0.38165 | 0.36875 | 0.35628 | 0.3459 | 0.33583 | 0.32605 | 0.31655 | 0.30733 | 0.29838 | 0.28969 | 0.28125 | 0.27306 | 0.2651 | 0.25738 | 0.24989 | 0.24261 | 0.23554 | 0.22868 | 0.22202 | 0.21555 | 0.20928 | 0.20318 | 0.19726 | 0.19152 | 0.18594 | 0.18052 | 0.17527 | 0.17016 | 0.1652 | 0.16039 | 0.15572 | 0.15119 | 0.14678 | 0.14251 | 0.13836 | 0.13433 | 0.13041 | 0.12662 | 0.12293 | 0.11935 | 0.11587 | 0.1125 | 0.10922 | 0.10604 | 0.10295 | 0.099951 | 0.09704 | 0.094214 | 0.091916 | 0.089674 | 0.087487 | 0.085353 | 0.083271
|  | PRT_PRT_HI-TFR_HTE_ALL_ht to Reservoir C 20_p2 | HT to SRN Source A 20Ml/d spur to Reservoir C: 10Ml/d WTW Phase 2 | Capex | Costed Risk |  | Fixed | 2025-26: 0.30369; 2026-27: 0.30369; 2027-28: 0.30369; 2028-29: 0.30369; 2029-30: 0.30369
|  | PRT_PRT_HI-TFR_HTE_ALL_ht to Reservoir C 20_p2 | HT to SRN Source A 20Ml/d spur to Reservoir C: 10Ml/d WTW Phase 2 | Capex | Optimism Bias |  | Fixed | 2025-26: 0.37658; 2026-27: 0.37658; 2027-28: 0.37658; 2028-29: 0.37658; 2029-30: 0.37658; 2039-40: 0; 2049-50: 0; 2059-60: 0; 2069-70: 0; 2079-80: 0; 2089-90: 1.5497; 2099-100: 0
|  | PRT_PRT_HI-TFR_HTE_ALL_ht to Reservoir C 20_p2 | HT to SRN Source A 20Ml/d spur to Reservoir C: 10Ml/d WTW Phase 2 | Net Present Cost (NPC) |  |  | Total | [6 empty] | 0.02957 | 0.08571 | 0.13802 | 0.18669 | 0.23192 | 1.3787 | 1.3289 | 1.2809 | 1.2347 | 1.1901 | 1.1471 | 1.1056 | 1.0657 | 1.0271 | 0.99 | 0.95421 | 0.9197 | 0.88643 | 0.85436 | 0.82345 | 0.79365 | 0.76492 | 0.73723 | 0.71054 | 0.68481 | 0.66001 | 0.6361 | 0.61305 | 0.59084 | 0.56943 | 0.55145 | 0.53404 | 0.51717 | 0.50083 | 0.48501 | 0.46968 | 0.45484 | 0.44046 | 0.42653 | 0.41304 | 0.39998 | 0.38732 | 0.37506 | 0.36319 | 0.35169 | 0.34056 | 0.32977 | 0.31932 | 0.30921 | 0.29941 | 0.28992 | 0.28072 | 0.27182 | 0.2632 | 0.25485 | 0.24676 | 0.23893 | 0.23134 | 0.224 | 0.21688 | 0.20999 | 0.20332 | 0.19686 | 0.1906 | 0.19802 | 0.20486 | 0.19841 | 0.19216 | 0.18611 | 0.18025 | 0.17458 | 0.16908 | 0.16375 | 0.15859 | 0.15359 | 0.14948 | 0.14547 | 0.14157 | 0.13777 | 0.13408
|  | PRT_PRT_HI-TFR_HTE_ALL_ht to Reservoir C 20_p2 | HT to SRN Source A 20Ml/d spur to Reservoir C: 10Ml/d WTW Phase 2 | Total NPC |  |  | Total | 2019-20: 37.8951
|  | PRT_PRT_HI-TFR_HTE_ALL_ht to Reservoir C 30_p1 | HT to SRN Source A 30Ml/d spur to Reservoir C: 10Ml/d WTW Phase 1 | Capex |  |  | Total | 2025-26: 3.0317; 2026-27: 3.0317; 2027-28: 3.0317; 2028-29: 3.0317; 2029-30: 3.0317; 2039-40: 0.1224; 2049-50: 0.72618; 2054-55: 1.5; 2059-60: 0.1224; 2069-70: 0.72618; 2079-80: 1.6224; 2089-90: 6.3221; 2099-100: 0.1224; 2104-05: 1.5
|  | PRT_PRT_HI-TFR_HTE_ALL_ht to Reservoir C 30_p1 | HT to SRN Source A 30Ml/d spur to Reservoir C: 10Ml/d WTW Phase 1 | Opex |  |  | Total | [11 empty] | 1.2625 | 1.2625 | 1.2625 | 1.2625 | 1.2625 | 1.2625 | 1.2625 | 1.2625 | 1.2625 | 1.2625 | 1.2625 | 1.2625 | 1.2625 | 1.2625 | 1.2625 | 1.2625 | 1.2625 | 1.2625 | 1.2625 | 1.2625 | 1.2625 | 1.2625 | 1.2625 | 1.2625 | 1.2625 | 1.2625 | 1.2625 | 1.2625 | 1.2625 | 1.2625 | 1.2625 | 1.2625 | 1.2625 | 1.2625 | 1.2625 | 1.2625 | 1.2625 | 1.2625 | 1.2625 | 1.2625 | 1.2625 | 1.2625 | 1.2625 | 1.2625 | 1.2625 | 1.2625 | 1.2625 | 1.2625 | 1.2625 | 1.2625 | 1.2625 | 1.2625 | 1.2625 | 1.2625 | 1.2625 | 1.2625 | 1.2625 | 1.2625 | 1.2625 | 1.2625 | 1.2625 | 1.2625 | 1.2625 | 1.2625 | 1.2625 | 1.2625 | 1.2625 | 1.2625 | 1.2625 | 1.2625 | 1.2625 | 1.2625 | 1.2625 | 1.2625 | 1.2625
|  | PRT_PRT_HI-TFR_HTE_ALL_ht to Reservoir C 30_p1 | HT to SRN Source A 30Ml/d spur to Reservoir C: 10Ml/d WTW Phase 1 | Financing Cost |  |  | Total | [6 empty] | 0.074442 | 0.22333 | 0.37221 | 0.5211 | 0.66998 | 1.0942 | 1.0831 | 1.0721 | 1.061 | 1.05 | 1.0389 | 1.0279 | 1.0168 | 1.0058 | 0.99748 | 0.98917 | 0.97812 | 0.96707 | 0.95602 | 0.94498 | 0.93393 | 0.92288 | 0.91183 | 0.90078 | 0.90599 | 0.9112 | 0.90015 | 0.8891 | 0.87805 | 0.89715 | 0.91624 | 0.90519 | 0.89414 | 0.88309 | 0.87479 | 0.86648 | 0.85543 | 0.84438 | 0.83333 | 0.82228 | 0.81123 | 0.80018 | 0.78913 | 0.77808 | 0.78329 | 0.7885 | 0.77745 | 0.76641 | 0.75536 | 0.74431 | 0.73326 | 0.72221 | 0.71116 | 0.70011 | 0.72195 | 0.74378 | 0.73273 | 0.72168 | 0.71063 | 0.69958 | 0.68853 | 0.67748 | 0.66644 | 0.65539 | 0.77374 | 0.89209 | 0.88104 | 0.86999 | 0.85894 | 0.84789 | 0.83684 | 0.82579 | 0.81474 | 0.80369 | 0.79538 | 0.78708 | 0.77603 | 0.76498 | 0.75393 | 0.77302
|  | PRT_PRT_HI-TFR_HTE_ALL_ht to Reservoir C 30_p1 | HT to SRN Source A 30Ml/d spur to Reservoir C: 10Ml/d WTW Phase 1 | Discount Rate |  |  | Total | [6 empty] | 0.035 | 0.035 | 0.035 | 0.035 | 0.035 | 0.035 | 0.035 | 0.035 | 0.035 | 0.035 | 0.035 | 0.035 | 0.035 | 0.035 | 0.035 | 0.035 | 0.035 | 0.035 | 0.035 | 0.035 | 0.035 | 0.035 | 0.035 | 0.035 | 0.035 | 0.035 | 0.035 | 0.035 | 0.035 | 0.035 | 0.03 | 0.03 | 0.03 | 0.03 | 0.03 | 0.03 | 0.03 | 0.03 | 0.03 | 0.03 | 0.03 | 0.03 | 0.03 | 0.03 | 0.03 | 0.03 | 0.03 | 0.03 | 0.03 | 0.03 | 0.03 | 0.03 | 0.03 | 0.03 | 0.03 | 0.03 | 0.03 | 0.03 | 0.03 | 0.03 | 0.03 | 0.03 | 0.03 | 0.03 | 0.03 | 0.03 | 0.03 | 0.03 | 0.03 | 0.03 | 0.03 | 0.03 | 0.03 | 0.03 | 0.03 | 0.025 | 0.025 | 0.025 | 0.025 | 0.025
|  | PRT_PRT_HI-TFR_HTE_ALL_ht to Reservoir C 30_p1 | HT to SRN Source A 30Ml/d spur to Reservoir C: 10Ml/d WTW Phase 1 | Discount Factor |  |  | Total | [6 empty] | 0.96618 | 0.93351 | 0.90194 | 0.87144 | 0.84197 | 0.8135 | 0.78599 | 0.75941 | 0.73373 | 0.70892 | 0.68495 | 0.66178 | 0.6394 | 0.61778 | 0.59689 | 0.57671 | 0.5572 | 0.53836 | 0.52016 | 0.50257 | 0.48557 | 0.46915 | 0.45329 | 0.43796 | 0.42315 | 0.40884 | 0.39501 | 0.38165 | 0.36875 | 0.35628 | 0.3459 | 0.33583 | 0.32605 | 0.31655 | 0.30733 | 0.29838 | 0.28969 | 0.28125 | 0.27306 | 0.2651 | 0.25738 | 0.24989 | 0.24261 | 0.23554 | 0.22868 | 0.22202 | 0.21555 | 0.20928 | 0.20318 | 0.19726 | 0.19152 | 0.18594 | 0.18052 | 0.17527 | 0.17016 | 0.1652 | 0.16039 | 0.15572 | 0.15119 | 0.14678 | 0.14251 | 0.13836 | 0.13433 | 0.13041 | 0.12662 | 0.12293 | 0.11935 | 0.11587 | 0.1125 | 0.10922 | 0.10604 | 0.10295 | 0.099951 | 0.09704 | 0.094214 | 0.091916 | 0.089674 | 0.087487 | 0.085353 | 0.083271
|  | PRT_PRT_HI-TFR_HTE_ALL_ht to Reservoir C 30_p1 | HT to SRN Source A 30Ml/d spur to Reservoir C: 10Ml/d WTW Phase 1 | Capex | Costed Risk |  | Fixed | 2025-26: 0.66554; 2026-27: 0.66554; 2027-28: 0.66554; 2028-29: 0.66554; 2029-30: 0.66554
|  | PRT_PRT_HI-TFR_HTE_ALL_ht to Reservoir C 30_p1 | HT to SRN Source A 30Ml/d spur to Reservoir C: 10Ml/d WTW Phase 1 | Capex | Optimism Bias |  | Fixed | 2025-26: 1.0901; 2026-27: 1.0901; 2027-28: 1.0901; 2028-29: 1.0901; 2029-30: 1.0901; 2039-40: 0.053856; 2049-50: 0.31952; 2054-55: 0.4386; 2059-60: 0.053856; 2069-70: 0.31952; 2079-80: 0.49246; 2089-90: 1.9995; 2099-100: 0.053856; 2104-05: 0.4386
|  | PRT_PRT_HI-TFR_HTE_ALL_ht to Reservoir C 30_p1 | HT to SRN Source A 30Ml/d spur to Reservoir C: 10Ml/d WTW Phase 1 | Net Present Cost (NPC) |  |  | Total | [6 empty] | 0.071925 | 0.20848 | 0.33571 | 0.45411 | 0.56411 | 1.9171 | 1.8436 | 1.7729 | 1.7048 | 1.6393 | 1.5763 | 1.5157 | 1.4574 | 1.4013 | 1.3489 | 1.2985 | 1.2485 | 1.2003 | 1.154 | 1.1094 | 1.0665 | 1.0252 | 0.98557 | 0.9474 | 0.91757 | 0.88867 | 0.85425 | 0.82115 | 0.78931 | 0.76942 | 0.75361 | 0.72795 | 0.70315 | 0.67917 | 0.65683 | 0.63522 | 0.61352 | 0.59254 | 0.57227 | 0.55267 | 0.53373 | 0.51542 | 0.49773 | 0.48063 | 0.46782 | 0.45535 | 0.43971 | 0.42459 | 0.40998 | 0.39586 | 0.38221 | 0.36903 | 0.35628 | 0.34397 | 0.33767 | 0.33144 | 0.32001 | 0.30897 | 0.2983 | 0.28799 | 0.27803 | 0.2684 | 0.2591 | 0.25011 | 0.25781 | 0.26485 | 0.25582 | 0.24709 | 0.23865 | 0.23049 | 0.22261 | 0.21498 | 0.20762 | 0.2005 | 0.19388 | 0.18838 | 0.1828 | 0.17737 | 0.1721 | 0.1695
|  | PRT_PRT_HI-TFR_HTE_ALL_ht to Reservoir C 30_p1 | HT to SRN Source A 30Ml/d spur to Reservoir C: 10Ml/d WTW Phase 1 | Total NPC |  |  | Total | 2019-20: 51.8111
|  | PRT_PRT_HI-TFR_HTE_ALL_ht to Reservoir C 30_p2 | HT to SRN Source A 30Ml/d spur to Reservoir C: 10Ml/d WTW Phase 2 | Capex |  |  | Total | 2025-26: 1.2879; 2026-27: 1.2879; 2027-28: 1.2879; 2028-29: 1.2879; 2029-30: 1.2879; 2039-40: 0; 2049-50: 0; 2059-60: 0; 2069-70: 0; 2079-80: 0; 2089-90: 5.3; 2099-100: 0
|  | PRT_PRT_HI-TFR_HTE_ALL_ht to Reservoir C 30_p2 | HT to SRN Source A 30Ml/d spur to Reservoir C: 10Ml/d WTW Phase 2 | Opex |  |  | Total | [11 empty] | 1.2625 | 1.2625 | 1.2625 | 1.2625 | 1.2625 | 1.2625 | 1.2625 | 1.2625 | 1.2625 | 1.2625 | 1.2625 | 1.2625 | 1.2625 | 1.2625 | 1.2625 | 1.2625 | 1.2625 | 1.2625 | 1.2625 | 1.2625 | 1.2625 | 1.2625 | 1.2625 | 1.2625 | 1.2625 | 1.2625 | 1.2625 | 1.2625 | 1.2625 | 1.2625 | 1.2625 | 1.2625 | 1.2625 | 1.2625 | 1.2625 | 1.2625 | 1.2625 | 1.2625 | 1.2625 | 1.2625 | 1.2625 | 1.2625 | 1.2625 | 1.2625 | 1.2625 | 1.2625 | 1.2625 | 1.2625 | 1.2625 | 1.2625 | 1.2625 | 1.2625 | 1.2625 | 1.2625 | 1.2625 | 1.2625 | 1.2625 | 1.2625 | 1.2625 | 1.2625 | 1.2625 | 1.2625 | 1.2625 | 1.2625 | 1.2625 | 1.2625 | 1.2625 | 1.2625 | 1.2625 | 1.2625 | 1.2625 | 1.2625 | 1.2625 | 1.2625 | 1.2625
|  | PRT_PRT_HI-TFR_HTE_ALL_ht to Reservoir C 30_p2 | HT to SRN Source A 30Ml/d spur to Reservoir C: 10Ml/d WTW Phase 2 | Financing Cost |  |  | Total | [6 empty] | 0.030605 | 0.091815 | 0.15303 | 0.21424 | 0.27545 | 0.43339 | 0.42936 | 0.42534 | 0.42132 | 0.4173 | 0.41327 | 0.40925 | 0.40523 | 0.4012 | 0.39718 | 0.39316 | 0.38914 | 0.38511 | 0.38109 | 0.37707 | 0.37305 | 0.36902 | 0.365 | 0.36098 | 0.35696 | 0.35293 | 0.34891 | 0.34489 | 0.34086 | 0.33684 | 0.33282 | 0.3288 | 0.32477 | 0.32075 | 0.31673 | 0.31271 | 0.30868 | 0.30466 | 0.30064 | 0.29661 | 0.29259 | 0.28857 | 0.28455 | 0.28052 | 0.2765 | 0.27248 | 0.26846 | 0.26443 | 0.26041 | 0.25639 | 0.25237 | 0.24834 | 0.24432 | 0.2403 | 0.23627 | 0.23225 | 0.22823 | 0.22421 | 0.22018 | 0.21616 | 0.21214 | 0.20812 | 0.20409 | 0.20007 | 0.30256 | 0.40505 | 0.40103 | 0.39701 | 0.39298 | 0.38896 | 0.38494 | 0.38092 | 0.37689 | 0.37287 | 0.36885 | 0.36482 | 0.3608 | 0.35678 | 0.35276 | 0.34873
|  | PRT_PRT_HI-TFR_HTE_ALL_ht to Reservoir C 30_p2 | HT to SRN Source A 30Ml/d spur to Reservoir C: 10Ml/d WTW Phase 2 | Discount Rate |  |  | Total | [6 empty] | 0.035 | 0.035 | 0.035 | 0.035 | 0.035 | 0.035 | 0.035 | 0.035 | 0.035 | 0.035 | 0.035 | 0.035 | 0.035 | 0.035 | 0.035 | 0.035 | 0.035 | 0.035 | 0.035 | 0.035 | 0.035 | 0.035 | 0.035 | 0.035 | 0.035 | 0.035 | 0.035 | 0.035 | 0.035 | 0.035 | 0.03 | 0.03 | 0.03 | 0.03 | 0.03 | 0.03 | 0.03 | 0.03 | 0.03 | 0.03 | 0.03 | 0.03 | 0.03 | 0.03 | 0.03 | 0.03 | 0.03 | 0.03 | 0.03 | 0.03 | 0.03 | 0.03 | 0.03 | 0.03 | 0.03 | 0.03 | 0.03 | 0.03 | 0.03 | 0.03 | 0.03 | 0.03 | 0.03 | 0.03 | 0.03 | 0.03 | 0.03 | 0.03 | 0.03 | 0.03 | 0.03 | 0.03 | 0.03 | 0.03 | 0.03 | 0.025 | 0.025 | 0.025 | 0.025 | 0.025
|  | PRT_PRT_HI-TFR_HTE_ALL_ht to Reservoir C 30_p2 | HT to SRN Source A 30Ml/d spur to Reservoir C: 10Ml/d WTW Phase 2 | Discount Factor |  |  | Total | [6 empty] | 0.96618 | 0.93351 | 0.90194 | 0.87144 | 0.84197 | 0.8135 | 0.78599 | 0.75941 | 0.73373 | 0.70892 | 0.68495 | 0.66178 | 0.6394 | 0.61778 | 0.59689 | 0.57671 | 0.5572 | 0.53836 | 0.52016 | 0.50257 | 0.48557 | 0.46915 | 0.45329 | 0.43796 | 0.42315 | 0.40884 | 0.39501 | 0.38165 | 0.36875 | 0.35628 | 0.3459 | 0.33583 | 0.32605 | 0.31655 | 0.30733 | 0.29838 | 0.28969 | 0.28125 | 0.27306 | 0.2651 | 0.25738 | 0.24989 | 0.24261 | 0.23554 | 0.22868 | 0.22202 | 0.21555 | 0.20928 | 0.20318 | 0.19726 | 0.19152 | 0.18594 | 0.18052 | 0.17527 | 0.17016 | 0.1652 | 0.16039 | 0.15572 | 0.15119 | 0.14678 | 0.14251 | 0.13836 | 0.13433 | 0.13041 | 0.12662 | 0.12293 | 0.11935 | 0.11587 | 0.1125 | 0.10922 | 0.10604 | 0.10295 | 0.099951 | 0.09704 | 0.094214 | 0.091916 | 0.089674 | 0.087487 | 0.085353 | 0.083271
|  | PRT_PRT_HI-TFR_HTE_ALL_ht to Reservoir C 30_p2 | HT to SRN Source A 30Ml/d spur to Reservoir C: 10Ml/d WTW Phase 2 | Capex | Costed Risk |  | Fixed | 2025-26: 0.30369; 2026-27: 0.30369; 2027-28: 0.30369; 2028-29: 0.30369; 2029-30: 0.30369
|  | PRT_PRT_HI-TFR_HTE_ALL_ht to Reservoir C 30_p2 | HT to SRN Source A 30Ml/d spur to Reservoir C: 10Ml/d WTW Phase 2 | Capex | Optimism Bias |  | Fixed | 2025-26: 0.37658; 2026-27: 0.37658; 2027-28: 0.37658; 2028-29: 0.37658; 2029-30: 0.37658; 2039-40: 0; 2049-50: 0; 2059-60: 0; 2069-70: 0; 2079-80: 0; 2089-90: 1.5497; 2099-100: 0
|  | PRT_PRT_HI-TFR_HTE_ALL_ht to Reservoir C 30_p2 | HT to SRN Source A 30Ml/d spur to Reservoir C: 10Ml/d WTW Phase 2 | Net Present Cost (NPC) |  |  | Total | [6 empty] | 0.02957 | 0.08571 | 0.13802 | 0.18669 | 0.23192 | 1.3796 | 1.3298 | 1.2817 | 1.2354 | 1.1908 | 1.1478 | 1.1063 | 1.0663 | 1.0278 | 0.99062 | 0.9548 | 0.92027 | 0.88698 | 0.8549 | 0.82397 | 0.79415 | 0.76541 | 0.7377 | 0.71099 | 0.68525 | 0.66043 | 0.63651 | 0.61345 | 0.59122 | 0.56979 | 0.55181 | 0.53438 | 0.51751 | 0.50116 | 0.48533 | 0.46999 | 0.45514 | 0.44075 | 0.42681 | 0.41332 | 0.40024 | 0.38758 | 0.37531 | 0.36344 | 0.35193 | 0.34079 | 0.32999 | 0.31954 | 0.30942 | 0.29961 | 0.29011 | 0.28092 | 0.27201 | 0.26338 | 0.25502 | 0.24693 | 0.23909 | 0.2315 | 0.22415 | 0.21703 | 0.21014 | 0.20346 | 0.197 | 0.19073 | 0.19815 | 0.20498 | 0.19853 | 0.19228 | 0.18623 | 0.18037 | 0.17469 | 0.16918 | 0.16385 | 0.15869 | 0.15369 | 0.14957 | 0.14556 | 0.14166 | 0.13786 | 0.13417
|  | PRT_PRT_HI-TFR_HTE_ALL_ht to Reservoir C 30_p2 | HT to SRN Source A 30Ml/d spur to Reservoir C: 10Ml/d WTW Phase 2 | Total NPC |  |  | Total | 2019-20: 37.9188
|  | PRT_PRT_HI-TFR_HTE_ALL_ht to Reservoir C 30_p3 | HT to SRN Source A 30Ml/d spur to Reservoir C: 10Ml/d WTW Phase 3 | Capex |  |  | Total | 2025-26: 1.2879; 2026-27: 1.2879; 2027-28: 1.2879; 2028-29: 1.2879; 2029-30: 1.2879; 2039-40: 0; 2049-50: 0; 2059-60: 0; 2069-70: 0; 2079-80: 0; 2089-90: 5.3; 2099-100: 0
|  | PRT_PRT_HI-TFR_HTE_ALL_ht to Reservoir C 30_p3 | HT to SRN Source A 30Ml/d spur to Reservoir C: 10Ml/d WTW Phase 3 | Opex |  |  | Total | [11 empty] | 1.2625 | 1.2625 | 1.2625 | 1.2625 | 1.2625 | 1.2625 | 1.2625 | 1.2625 | 1.2625 | 1.2625 | 1.2625 | 1.2625 | 1.2625 | 1.2625 | 1.2625 | 1.2625 | 1.2625 | 1.2625 | 1.2625 | 1.2625 | 1.2625 | 1.2625 | 1.2625 | 1.2625 | 1.2625 | 1.2625 | 1.2625 | 1.2625 | 1.2625 | 1.2625 | 1.2625 | 1.2625 | 1.2625 | 1.2625 | 1.2625 | 1.2625 | 1.2625 | 1.2625 | 1.2625 | 1.2625 | 1.2625 | 1.2625 | 1.2625 | 1.2625 | 1.2625 | 1.2625 | 1.2625 | 1.2625 | 1.2625 | 1.2625 | 1.2625 | 1.2625 | 1.2625 | 1.2625 | 1.2625 | 1.2625 | 1.2625 | 1.2625 | 1.2625 | 1.2625 | 1.2625 | 1.2625 | 1.2625 | 1.2625 | 1.2625 | 1.2625 | 1.2625 | 1.2625 | 1.2625 | 1.2625 | 1.2625 | 1.2625 | 1.2625 | 1.2625 | 1.2625
|  | PRT_PRT_HI-TFR_HTE_ALL_ht to Reservoir C 30_p3 | HT to SRN Source A 30Ml/d spur to Reservoir C: 10Ml/d WTW Phase 3 | Financing Cost |  |  | Total | [6 empty] | 0.030605 | 0.091815 | 0.15303 | 0.21424 | 0.27545 | 0.43339 | 0.42936 | 0.42534 | 0.42132 | 0.4173 | 0.41327 | 0.40925 | 0.40523 | 0.4012 | 0.39718 | 0.39316 | 0.38914 | 0.38511 | 0.38109 | 0.37707 | 0.37305 | 0.36902 | 0.365 | 0.36098 | 0.35696 | 0.35293 | 0.34891 | 0.34489 | 0.34086 | 0.33684 | 0.33282 | 0.3288 | 0.32477 | 0.32075 | 0.31673 | 0.31271 | 0.30868 | 0.30466 | 0.30064 | 0.29661 | 0.29259 | 0.28857 | 0.28455 | 0.28052 | 0.2765 | 0.27248 | 0.26846 | 0.26443 | 0.26041 | 0.25639 | 0.25237 | 0.24834 | 0.24432 | 0.2403 | 0.23627 | 0.23225 | 0.22823 | 0.22421 | 0.22018 | 0.21616 | 0.21214 | 0.20812 | 0.20409 | 0.20007 | 0.30256 | 0.40505 | 0.40103 | 0.39701 | 0.39298 | 0.38896 | 0.38494 | 0.38092 | 0.37689 | 0.37287 | 0.36885 | 0.36482 | 0.3608 | 0.35678 | 0.35276 | 0.34873
|  | PRT_PRT_HI-TFR_HTE_ALL_ht to Reservoir C 30_p3 | HT to SRN Source A 30Ml/d spur to Reservoir C: 10Ml/d WTW Phase 3 | Discount Rate |  |  | Total | [6 empty] | 0.035 | 0.035 | 0.035 | 0.035 | 0.035 | 0.035 | 0.035 | 0.035 | 0.035 | 0.035 | 0.035 | 0.035 | 0.035 | 0.035 | 0.035 | 0.035 | 0.035 | 0.035 | 0.035 | 0.035 | 0.035 | 0.035 | 0.035 | 0.035 | 0.035 | 0.035 | 0.035 | 0.035 | 0.035 | 0.035 | 0.03 | 0.03 | 0.03 | 0.03 | 0.03 | 0.03 | 0.03 | 0.03 | 0.03 | 0.03 | 0.03 | 0.03 | 0.03 | 0.03 | 0.03 | 0.03 | 0.03 | 0.03 | 0.03 | 0.03 | 0.03 | 0.03 | 0.03 | 0.03 | 0.03 | 0.03 | 0.03 | 0.03 | 0.03 | 0.03 | 0.03 | 0.03 | 0.03 | 0.03 | 0.03 | 0.03 | 0.03 | 0.03 | 0.03 | 0.03 | 0.03 | 0.03 | 0.03 | 0.03 | 0.03 | 0.025 | 0.025 | 0.025 | 0.025 | 0.025
|  | PRT_PRT_HI-TFR_HTE_ALL_ht to Reservoir C 30_p3 | HT to SRN Source A 30Ml/d spur to Reservoir C: 10Ml/d WTW Phase 3 | Discount Factor |  |  | Total | [6 empty] | 0.96618 | 0.93351 | 0.90194 | 0.87144 | 0.84197 | 0.8135 | 0.78599 | 0.75941 | 0.73373 | 0.70892 | 0.68495 | 0.66178 | 0.6394 | 0.61778 | 0.59689 | 0.57671 | 0.5572 | 0.53836 | 0.52016 | 0.50257 | 0.48557 | 0.46915 | 0.45329 | 0.43796 | 0.42315 | 0.40884 | 0.39501 | 0.38165 | 0.36875 | 0.35628 | 0.3459 | 0.33583 | 0.32605 | 0.31655 | 0.30733 | 0.29838 | 0.28969 | 0.28125 | 0.27306 | 0.2651 | 0.25738 | 0.24989 | 0.24261 | 0.23554 | 0.22868 | 0.22202 | 0.21555 | 0.20928 | 0.20318 | 0.19726 | 0.19152 | 0.18594 | 0.18052 | 0.17527 | 0.17016 | 0.1652 | 0.16039 | 0.15572 | 0.15119 | 0.14678 | 0.14251 | 0.13836 | 0.13433 | 0.13041 | 0.12662 | 0.12293 | 0.11935 | 0.11587 | 0.1125 | 0.10922 | 0.10604 | 0.10295 | 0.099951 | 0.09704 | 0.094214 | 0.091916 | 0.089674 | 0.087487 | 0.085353 | 0.083271
|  | PRT_PRT_HI-TFR_HTE_ALL_ht to Reservoir C 30_p3 | HT to SRN Source A 30Ml/d spur to Reservoir C: 10Ml/d WTW Phase 3 | Capex | Costed Risk |  | Fixed | 2025-26: 0.30369; 2026-27: 0.30369; 2027-28: 0.30369; 2028-29: 0.30369; 2029-30: 0.30369
|  | PRT_PRT_HI-TFR_HTE_ALL_ht to Reservoir C 30_p3 | HT to SRN Source A 30Ml/d spur to Reservoir C: 10Ml/d WTW Phase 3 | Capex | Optimism Bias |  | Fixed | 2025-26: 0.37658; 2026-27: 0.37658; 2027-28: 0.37658; 2028-29: 0.37658; 2029-30: 0.37658; 2039-40: 0; 2049-50: 0; 2059-60: 0; 2069-70: 0; 2079-80: 0; 2089-90: 1.5497; 2099-100: 0
|  | PRT_PRT_HI-TFR_HTE_ALL_ht to Reservoir C 30_p3 | HT to SRN Source A 30Ml/d spur to Reservoir C: 10Ml/d WTW Phase 3 | Net Present Cost (NPC) |  |  | Total | [6 empty] | 0.02957 | 0.08571 | 0.13802 | 0.18669 | 0.23192 | 1.3796 | 1.3298 | 1.2817 | 1.2354 | 1.1908 | 1.1478 | 1.1063 | 1.0663 | 1.0278 | 0.99062 | 0.9548 | 0.92027 | 0.88698 | 0.8549 | 0.82397 | 0.79415 | 0.76541 | 0.7377 | 0.71099 | 0.68525 | 0.66043 | 0.63651 | 0.61345 | 0.59122 | 0.56979 | 0.55181 | 0.53438 | 0.51751 | 0.50116 | 0.48533 | 0.46999 | 0.45514 | 0.44075 | 0.42681 | 0.41332 | 0.40024 | 0.38758 | 0.37531 | 0.36344 | 0.35193 | 0.34079 | 0.32999 | 0.31954 | 0.30942 | 0.29961 | 0.29011 | 0.28092 | 0.27201 | 0.26338 | 0.25502 | 0.24693 | 0.23909 | 0.2315 | 0.22415 | 0.21703 | 0.21014 | 0.20346 | 0.197 | 0.19073 | 0.19815 | 0.20498 | 0.19853 | 0.19228 | 0.18623 | 0.18037 | 0.17469 | 0.16918 | 0.16385 | 0.15869 | 0.15369 | 0.14957 | 0.14556 | 0.14166 | 0.13786 | 0.13417
|  | PRT_PRT_HI-TFR_HTE_ALL_ht to Reservoir C 30_p3 | HT to SRN Source A 30Ml/d spur to Reservoir C: 10Ml/d WTW Phase 3 | Total NPC |  |  | Total | 2019-20: 37.9188
|  | PRT_PRT_HI-TFR_HTE_ALL_ht to Reservoir C r 40_p1 | HT to SRN Source A 40Ml/d spur to Reservoir C: 10Ml/d WTW Phase 1 | Capex |  |  | Total | 2025-26: 3.5163; 2026-27: 3.5163; 2027-28: 3.5163; 2028-29: 3.5163; 2029-30: 3.5163; 2039-40: 0.1344; 2049-50: 0.78275; 2054-55: 1.5; 2059-60: 0.1344; 2069-70: 0.78275; 2079-80: 1.6344; 2089-90: 6.389; 2099-100: 0.1344; 2104-05: 1.5
|  | PRT_PRT_HI-TFR_HTE_ALL_ht to Reservoir C r 40_p1 | HT to SRN Source A 40Ml/d spur to Reservoir C: 10Ml/d WTW Phase 1 | Opex |  |  | Total | [11 empty] | 1.2559 | 1.2559 | 1.2559 | 1.2559 | 1.2559 | 1.2559 | 1.2559 | 1.2559 | 1.2559 | 1.2559 | 1.2559 | 1.2559 | 1.2559 | 1.2559 | 1.2559 | 1.2559 | 1.2559 | 1.2559 | 1.2559 | 1.2559 | 1.2559 | 1.2559 | 1.2559 | 1.2559 | 1.2559 | 1.2559 | 1.2559 | 1.2559 | 1.2559 | 1.2559 | 1.2559 | 1.2559 | 1.2559 | 1.2559 | 1.2559 | 1.2559 | 1.2559 | 1.2559 | 1.2559 | 1.2559 | 1.2559 | 1.2559 | 1.2559 | 1.2559 | 1.2559 | 1.2559 | 1.2559 | 1.2559 | 1.2559 | 1.2559 | 1.2559 | 1.2559 | 1.2559 | 1.2559 | 1.2559 | 1.2559 | 1.2559 | 1.2559 | 1.2559 | 1.2559 | 1.2559 | 1.2559 | 1.2559 | 1.2559 | 1.2559 | 1.2559 | 1.2559 | 1.2559 | 1.2559 | 1.2559 | 1.2559 | 1.2559 | 1.2559 | 1.2559 | 1.2559
|  | PRT_PRT_HI-TFR_HTE_ALL_ht to Reservoir C r 40_p1 | HT to SRN Source A 40Ml/d spur to Reservoir C: 10Ml/d WTW Phase 1 | Financing Cost |  |  | Total | [6 empty] | 0.08884 | 0.26652 | 0.4442 | 0.62188 | 0.79956 | 1.2706 | 1.2585 | 1.2464 | 1.2344 | 1.2223 | 1.2102 | 1.1981 | 1.1861 | 1.174 | 1.1649 | 1.1559 | 1.1438 | 1.1317 | 1.1196 | 1.1076 | 1.0955 | 1.0834 | 1.0714 | 1.0593 | 1.0647 | 1.0702 | 1.0581 | 1.046 | 1.034 | 1.052 | 1.0701 | 1.058 | 1.046 | 1.0339 | 1.0248 | 1.0158 | 1.0037 | 0.99161 | 0.97954 | 0.96746 | 0.95539 | 0.94331 | 0.93124 | 0.91917 | 0.92462 | 0.93007 | 0.918 | 0.90593 | 0.89385 | 0.88178 | 0.86971 | 0.85763 | 0.84556 | 0.83348 | 0.85457 | 0.87565 | 0.86357 | 0.8515 | 0.83943 | 0.82735 | 0.81528 | 0.8032 | 0.79113 | 0.77906 | 0.89788 | 1.0167 | 1.0046 | 0.99256 | 0.98048 | 0.96841 | 0.95634 | 0.94426 | 0.93219 | 0.92011 | 0.91105 | 0.90199 | 0.88991 | 0.87784 | 0.86576 | 0.88384
|  | PRT_PRT_HI-TFR_HTE_ALL_ht to Reservoir C r 40_p1 | HT to SRN Source A 40Ml/d spur to Reservoir C: 10Ml/d WTW Phase 1 | Discount Rate |  |  | Total | [6 empty] | 0.035 | 0.035 | 0.035 | 0.035 | 0.035 | 0.035 | 0.035 | 0.035 | 0.035 | 0.035 | 0.035 | 0.035 | 0.035 | 0.035 | 0.035 | 0.035 | 0.035 | 0.035 | 0.035 | 0.035 | 0.035 | 0.035 | 0.035 | 0.035 | 0.035 | 0.035 | 0.035 | 0.035 | 0.035 | 0.035 | 0.03 | 0.03 | 0.03 | 0.03 | 0.03 | 0.03 | 0.03 | 0.03 | 0.03 | 0.03 | 0.03 | 0.03 | 0.03 | 0.03 | 0.03 | 0.03 | 0.03 | 0.03 | 0.03 | 0.03 | 0.03 | 0.03 | 0.03 | 0.03 | 0.03 | 0.03 | 0.03 | 0.03 | 0.03 | 0.03 | 0.03 | 0.03 | 0.03 | 0.03 | 0.03 | 0.03 | 0.03 | 0.03 | 0.03 | 0.03 | 0.03 | 0.03 | 0.03 | 0.03 | 0.03 | 0.025 | 0.025 | 0.025 | 0.025 | 0.025
|  | PRT_PRT_HI-TFR_HTE_ALL_ht to Reservoir C r 40_p1 | HT to SRN Source A 40Ml/d spur to Reservoir C: 10Ml/d WTW Phase 1 | Discount Factor |  |  | Total | [6 empty] | 0.96618 | 0.93351 | 0.90194 | 0.87144 | 0.84197 | 0.8135 | 0.78599 | 0.75941 | 0.73373 | 0.70892 | 0.68495 | 0.66178 | 0.6394 | 0.61778 | 0.59689 | 0.57671 | 0.5572 | 0.53836 | 0.52016 | 0.50257 | 0.48557 | 0.46915 | 0.45329 | 0.43796 | 0.42315 | 0.40884 | 0.39501 | 0.38165 | 0.36875 | 0.35628 | 0.3459 | 0.33583 | 0.32605 | 0.31655 | 0.30733 | 0.29838 | 0.28969 | 0.28125 | 0.27306 | 0.2651 | 0.25738 | 0.24989 | 0.24261 | 0.23554 | 0.22868 | 0.22202 | 0.21555 | 0.20928 | 0.20318 | 0.19726 | 0.19152 | 0.18594 | 0.18052 | 0.17527 | 0.17016 | 0.1652 | 0.16039 | 0.15572 | 0.15119 | 0.14678 | 0.14251 | 0.13836 | 0.13433 | 0.13041 | 0.12662 | 0.12293 | 0.11935 | 0.11587 | 0.1125 | 0.10922 | 0.10604 | 0.10295 | 0.099951 | 0.09704 | 0.094214 | 0.091916 | 0.089674 | 0.087487 | 0.085353 | 0.083271
|  | PRT_PRT_HI-TFR_HTE_ALL_ht to Reservoir C r 40_p1 | HT to SRN Source A 40Ml/d spur to Reservoir C: 10Ml/d WTW Phase 1 | Capex | Costed Risk |  | Fixed | 2025-26: 0.89366; 2026-27: 0.89366; 2027-28: 0.89366; 2028-29: 0.89366; 2029-30: 0.89366
|  | PRT_PRT_HI-TFR_HTE_ALL_ht to Reservoir C r 40_p1 | HT to SRN Source A 40Ml/d spur to Reservoir C: 10Ml/d WTW Phase 1 | Capex | Optimism Bias |  | Fixed | 2025-26: 1.3033; 2026-27: 1.3033; 2027-28: 1.3033; 2028-29: 1.3033; 2029-30: 1.3033; 2039-40: 0.059136; 2049-50: 0.34441; 2054-55: 0.4386; 2059-60: 0.059136; 2069-70: 0.34441; 2079-80: 0.49774; 2089-90: 2.0289; 2099-100: 0.059136; 2104-05: 0.4386
|  | PRT_PRT_HI-TFR_HTE_ALL_ht to Reservoir C r 40_p1 | HT to SRN Source A 40Ml/d spur to Reservoir C: 10Ml/d WTW Phase 1 | Net Present Cost (NPC) |  |  | Total | [6 empty] | 0.085836 | 0.2488 | 0.40064 | 0.54193 | 0.67321 | 2.0553 | 1.9763 | 1.9003 | 1.8272 | 1.7568 | 1.6892 | 1.6241 | 1.5614 | 1.5012 | 1.445 | 1.3909 | 1.3371 | 1.2854 | 1.2357 | 1.1878 | 1.1418 | 1.0975 | 1.0549 | 1.014 | 0.98197 | 0.951 | 0.91407 | 0.87855 | 0.84439 | 0.82227 | 0.80457 | 0.77708 | 0.75051 | 0.72483 | 0.70093 | 0.67781 | 0.65457 | 0.63211 | 0.61041 | 0.58943 | 0.56915 | 0.54956 | 0.53062 | 0.51232 | 0.49865 | 0.48533 | 0.4686 | 0.45242 | 0.43679 | 0.42169 | 0.40709 | 0.39299 | 0.37936 | 0.3662 | 0.35912 | 0.35214 | 0.33995 | 0.32817 | 0.31678 | 0.30579 | 0.29516 | 0.28489 | 0.27497 | 0.26539 | 0.2727 | 0.27937 | 0.26979 | 0.26053 | 0.25159 | 0.24294 | 0.23458 | 0.22651 | 0.2187 | 0.21116 | 0.20416 | 0.19835 | 0.19242 | 0.18668 | 0.18109 | 0.17818
|  | PRT_PRT_HI-TFR_HTE_ALL_ht to Reservoir C r 40_p1 | HT to SRN Source A 40Ml/d spur to Reservoir C: 10Ml/d WTW Phase 1 | Total NPC |  |  | Total | 2019-20: 55.5486
|  | PRT_PRT_HI-TFR_HTE_ALL_ht to Reservoir C r 40_p2 | HT to SRN Source A 40Ml/d spur to Reservoir C: 10Ml/d WTW Phase 2 | Capex |  |  | Total | 2025-26: 1.2879; 2026-27: 1.2879; 2027-28: 1.2879; 2028-29: 1.2879; 2029-30: 1.2879; 2039-40: 0; 2049-50: 0; 2059-60: 0; 2069-70: 0; 2079-80: 0; 2089-90: 5.3; 2099-100: 0
|  | PRT_PRT_HI-TFR_HTE_ALL_ht to Reservoir C r 40_p2 | HT to SRN Source A 40Ml/d spur to Reservoir C: 10Ml/d WTW Phase 2 | Opex |  |  | Total | [11 empty] | 1.2559 | 1.2559 | 1.2559 | 1.2559 | 1.2559 | 1.2559 | 1.2559 | 1.2559 | 1.2559 | 1.2559 | 1.2559 | 1.2559 | 1.2559 | 1.2559 | 1.2559 | 1.2559 | 1.2559 | 1.2559 | 1.2559 | 1.2559 | 1.2559 | 1.2559 | 1.2559 | 1.2559 | 1.2559 | 1.2559 | 1.2559 | 1.2559 | 1.2559 | 1.2559 | 1.2559 | 1.2559 | 1.2559 | 1.2559 | 1.2559 | 1.2559 | 1.2559 | 1.2559 | 1.2559 | 1.2559 | 1.2559 | 1.2559 | 1.2559 | 1.2559 | 1.2559 | 1.2559 | 1.2559 | 1.2559 | 1.2559 | 1.2559 | 1.2559 | 1.2559 | 1.2559 | 1.2559 | 1.2559 | 1.2559 | 1.2559 | 1.2559 | 1.2559 | 1.2559 | 1.2559 | 1.2559 | 1.2559 | 1.2559 | 1.2559 | 1.2559 | 1.2559 | 1.2559 | 1.2559 | 1.2559 | 1.2559 | 1.2559 | 1.2559 | 1.2559 | 1.2559
|  | PRT_PRT_HI-TFR_HTE_ALL_ht to Reservoir C r 40_p2 | HT to SRN Source A 40Ml/d spur to Reservoir C: 10Ml/d WTW Phase 2 | Financing Cost |  |  | Total | [6 empty] | 0.030605 | 0.091815 | 0.15303 | 0.21424 | 0.27545 | 0.43339 | 0.42936 | 0.42534 | 0.42132 | 0.4173 | 0.41327 | 0.40925 | 0.40523 | 0.4012 | 0.39718 | 0.39316 | 0.38914 | 0.38511 | 0.38109 | 0.37707 | 0.37305 | 0.36902 | 0.365 | 0.36098 | 0.35696 | 0.35293 | 0.34891 | 0.34489 | 0.34086 | 0.33684 | 0.33282 | 0.3288 | 0.32477 | 0.32075 | 0.31673 | 0.31271 | 0.30868 | 0.30466 | 0.30064 | 0.29661 | 0.29259 | 0.28857 | 0.28455 | 0.28052 | 0.2765 | 0.27248 | 0.26846 | 0.26443 | 0.26041 | 0.25639 | 0.25237 | 0.24834 | 0.24432 | 0.2403 | 0.23627 | 0.23225 | 0.22823 | 0.22421 | 0.22018 | 0.21616 | 0.21214 | 0.20812 | 0.20409 | 0.20007 | 0.30256 | 0.40505 | 0.40103 | 0.39701 | 0.39298 | 0.38896 | 0.38494 | 0.38092 | 0.37689 | 0.37287 | 0.36885 | 0.36482 | 0.3608 | 0.35678 | 0.35276 | 0.34873
|  | PRT_PRT_HI-TFR_HTE_ALL_ht to Reservoir C r 40_p2 | HT to SRN Source A 40Ml/d spur to Reservoir C: 10Ml/d WTW Phase 2 | Discount Rate |  |  | Total | [6 empty] | 0.035 | 0.035 | 0.035 | 0.035 | 0.035 | 0.035 | 0.035 | 0.035 | 0.035 | 0.035 | 0.035 | 0.035 | 0.035 | 0.035 | 0.035 | 0.035 | 0.035 | 0.035 | 0.035 | 0.035 | 0.035 | 0.035 | 0.035 | 0.035 | 0.035 | 0.035 | 0.035 | 0.035 | 0.035 | 0.035 | 0.03 | 0.03 | 0.03 | 0.03 | 0.03 | 0.03 | 0.03 | 0.03 | 0.03 | 0.03 | 0.03 | 0.03 | 0.03 | 0.03 | 0.03 | 0.03 | 0.03 | 0.03 | 0.03 | 0.03 | 0.03 | 0.03 | 0.03 | 0.03 | 0.03 | 0.03 | 0.03 | 0.03 | 0.03 | 0.03 | 0.03 | 0.03 | 0.03 | 0.03 | 0.03 | 0.03 | 0.03 | 0.03 | 0.03 | 0.03 | 0.03 | 0.03 | 0.03 | 0.03 | 0.03 | 0.025 | 0.025 | 0.025 | 0.025 | 0.025
|  | PRT_PRT_HI-TFR_HTE_ALL_ht to Reservoir C r 40_p2 | HT to SRN Source A 40Ml/d spur to Reservoir C: 10Ml/d WTW Phase 2 | Discount Factor |  |  | Total | [6 empty] | 0.96618 | 0.93351 | 0.90194 | 0.87144 | 0.84197 | 0.8135 | 0.78599 | 0.75941 | 0.73373 | 0.70892 | 0.68495 | 0.66178 | 0.6394 | 0.61778 | 0.59689 | 0.57671 | 0.5572 | 0.53836 | 0.52016 | 0.50257 | 0.48557 | 0.46915 | 0.45329 | 0.43796 | 0.42315 | 0.40884 | 0.39501 | 0.38165 | 0.36875 | 0.35628 | 0.3459 | 0.33583 | 0.32605 | 0.31655 | 0.30733 | 0.29838 | 0.28969 | 0.28125 | 0.27306 | 0.2651 | 0.25738 | 0.24989 | 0.24261 | 0.23554 | 0.22868 | 0.22202 | 0.21555 | 0.20928 | 0.20318 | 0.19726 | 0.19152 | 0.18594 | 0.18052 | 0.17527 | 0.17016 | 0.1652 | 0.16039 | 0.15572 | 0.15119 | 0.14678 | 0.14251 | 0.13836 | 0.13433 | 0.13041 | 0.12662 | 0.12293 | 0.11935 | 0.11587 | 0.1125 | 0.10922 | 0.10604 | 0.10295 | 0.099951 | 0.09704 | 0.094214 | 0.091916 | 0.089674 | 0.087487 | 0.085353 | 0.083271
|  | PRT_PRT_HI-TFR_HTE_ALL_ht to Reservoir C r 40_p2 | HT to SRN Source A 40Ml/d spur to Reservoir C: 10Ml/d WTW Phase 2 | Capex | Costed Risk |  | Fixed | 2025-26: 0.30369; 2026-27: 0.30369; 2027-28: 0.30369; 2028-29: 0.30369; 2029-30: 0.30369
|  | PRT_PRT_HI-TFR_HTE_ALL_ht to Reservoir C r 40_p2 | HT to SRN Source A 40Ml/d spur to Reservoir C: 10Ml/d WTW Phase 2 | Capex | Optimism Bias |  | Fixed | 2025-26: 0.37658; 2026-27: 0.37658; 2027-28: 0.37658; 2028-29: 0.37658; 2029-30: 0.37658; 2039-40: 0; 2049-50: 0; 2059-60: 0; 2069-70: 0; 2079-80: 0; 2089-90: 1.5497; 2099-100: 0
|  | PRT_PRT_HI-TFR_HTE_ALL_ht to Reservoir C r 40_p2 | HT to SRN Source A 40Ml/d spur to Reservoir C: 10Ml/d WTW Phase 2 | Net Present Cost (NPC) |  |  | Total | [6 empty] | 0.02957 | 0.08571 | 0.13802 | 0.18669 | 0.23192 | 1.3742 | 1.3246 | 1.2768 | 1.2306 | 1.1862 | 1.1433 | 1.102 | 1.0621 | 1.0237 | 0.98672 | 0.95103 | 0.91663 | 0.88346 | 0.8515 | 0.82068 | 0.79097 | 0.76234 | 0.73474 | 0.70813 | 0.68248 | 0.65776 | 0.63392 | 0.61095 | 0.58881 | 0.56746 | 0.54954 | 0.53219 | 0.51537 | 0.49909 | 0.48332 | 0.46804 | 0.45324 | 0.43891 | 0.42503 | 0.41158 | 0.39856 | 0.38595 | 0.37373 | 0.3619 | 0.35043 | 0.33933 | 0.32858 | 0.31817 | 0.30809 | 0.29832 | 0.28886 | 0.2797 | 0.27083 | 0.26223 | 0.25391 | 0.24585 | 0.23805 | 0.23049 | 0.22316 | 0.21607 | 0.20921 | 0.20256 | 0.19612 | 0.18988 | 0.19733 | 0.20418 | 0.19775 | 0.19153 | 0.18549 | 0.17965 | 0.17399 | 0.16851 | 0.1632 | 0.15806 | 0.15307 | 0.14897 | 0.14498 | 0.14109 | 0.1373 | 0.13362
|  | PRT_PRT_HI-TFR_HTE_ALL_ht to Reservoir C r 40_p2 | HT to SRN Source A 40Ml/d spur to Reservoir C: 10Ml/d WTW Phase 2 | Total NPC |  |  | Total | 2019-20: 37.7681
|  | PRT_PRT_HI-TFR_HTE_ALL_ht to Reservoir C r 40_p3 | HT to SRN Source A 40Ml/d spur to Reservoir C: 10Ml/d WTW Phase 3 | Capex |  |  | Total | 2025-26: 1.2879; 2026-27: 1.2879; 2027-28: 1.2879; 2028-29: 1.2879; 2029-30: 1.2879; 2039-40: 0; 2049-50: 0; 2059-60: 0; 2069-70: 0; 2079-80: 0; 2089-90: 5.3; 2099-100: 0
|  | PRT_PRT_HI-TFR_HTE_ALL_ht to Reservoir C r 40_p3 | HT to SRN Source A 40Ml/d spur to Reservoir C: 10Ml/d WTW Phase 3 | Opex |  |  | Total | [11 empty] | 1.2559 | 1.2559 | 1.2559 | 1.2559 | 1.2559 | 1.2559 | 1.2559 | 1.2559 | 1.2559 | 1.2559 | 1.2559 | 1.2559 | 1.2559 | 1.2559 | 1.2559 | 1.2559 | 1.2559 | 1.2559 | 1.2559 | 1.2559 | 1.2559 | 1.2559 | 1.2559 | 1.2559 | 1.2559 | 1.2559 | 1.2559 | 1.2559 | 1.2559 | 1.2559 | 1.2559 | 1.2559 | 1.2559 | 1.2559 | 1.2559 | 1.2559 | 1.2559 | 1.2559 | 1.2559 | 1.2559 | 1.2559 | 1.2559 | 1.2559 | 1.2559 | 1.2559 | 1.2559 | 1.2559 | 1.2559 | 1.2559 | 1.2559 | 1.2559 | 1.2559 | 1.2559 | 1.2559 | 1.2559 | 1.2559 | 1.2559 | 1.2559 | 1.2559 | 1.2559 | 1.2559 | 1.2559 | 1.2559 | 1.2559 | 1.2559 | 1.2559 | 1.2559 | 1.2559 | 1.2559 | 1.2559 | 1.2559 | 1.2559 | 1.2559 | 1.2559 | 1.2559
|  | PRT_PRT_HI-TFR_HTE_ALL_ht to Reservoir C r 40_p3 | HT to SRN Source A 40Ml/d spur to Reservoir C: 10Ml/d WTW Phase 3 | Financing Cost |  |  | Total | [6 empty] | 0.030605 | 0.091815 | 0.15303 | 0.21424 | 0.27545 | 0.43339 | 0.42936 | 0.42534 | 0.42132 | 0.4173 | 0.41327 | 0.40925 | 0.40523 | 0.4012 | 0.39718 | 0.39316 | 0.38914 | 0.38511 | 0.38109 | 0.37707 | 0.37305 | 0.36902 | 0.365 | 0.36098 | 0.35696 | 0.35293 | 0.34891 | 0.34489 | 0.34086 | 0.33684 | 0.33282 | 0.3288 | 0.32477 | 0.32075 | 0.31673 | 0.31271 | 0.30868 | 0.30466 | 0.30064 | 0.29661 | 0.29259 | 0.28857 | 0.28455 | 0.28052 | 0.2765 | 0.27248 | 0.26846 | 0.26443 | 0.26041 | 0.25639 | 0.25237 | 0.24834 | 0.24432 | 0.2403 | 0.23627 | 0.23225 | 0.22823 | 0.22421 | 0.22018 | 0.21616 | 0.21214 | 0.20812 | 0.20409 | 0.20007 | 0.30256 | 0.40505 | 0.40103 | 0.39701 | 0.39298 | 0.38896 | 0.38494 | 0.38092 | 0.37689 | 0.37287 | 0.36885 | 0.36482 | 0.3608 | 0.35678 | 0.35276 | 0.34873
|  | PRT_PRT_HI-TFR_HTE_ALL_ht to Reservoir C r 40_p3 | HT to SRN Source A 40Ml/d spur to Reservoir C: 10Ml/d WTW Phase 3 | Discount Rate |  |  | Total | [6 empty] | 0.035 | 0.035 | 0.035 | 0.035 | 0.035 | 0.035 | 0.035 | 0.035 | 0.035 | 0.035 | 0.035 | 0.035 | 0.035 | 0.035 | 0.035 | 0.035 | 0.035 | 0.035 | 0.035 | 0.035 | 0.035 | 0.035 | 0.035 | 0.035 | 0.035 | 0.035 | 0.035 | 0.035 | 0.035 | 0.035 | 0.03 | 0.03 | 0.03 | 0.03 | 0.03 | 0.03 | 0.03 | 0.03 | 0.03 | 0.03 | 0.03 | 0.03 | 0.03 | 0.03 | 0.03 | 0.03 | 0.03 | 0.03 | 0.03 | 0.03 | 0.03 | 0.03 | 0.03 | 0.03 | 0.03 | 0.03 | 0.03 | 0.03 | 0.03 | 0.03 | 0.03 | 0.03 | 0.03 | 0.03 | 0.03 | 0.03 | 0.03 | 0.03 | 0.03 | 0.03 | 0.03 | 0.03 | 0.03 | 0.03 | 0.03 | 0.025 | 0.025 | 0.025 | 0.025 | 0.025
|  | PRT_PRT_HI-TFR_HTE_ALL_ht to Reservoir C r 40_p3 | HT to SRN Source A 40Ml/d spur to Reservoir C: 10Ml/d WTW Phase 3 | Discount Factor |  |  | Total | [6 empty] | 0.96618 | 0.93351 | 0.90194 | 0.87144 | 0.84197 | 0.8135 | 0.78599 | 0.75941 | 0.73373 | 0.70892 | 0.68495 | 0.66178 | 0.6394 | 0.61778 | 0.59689 | 0.57671 | 0.5572 | 0.53836 | 0.52016 | 0.50257 | 0.48557 | 0.46915 | 0.45329 | 0.43796 | 0.42315 | 0.40884 | 0.39501 | 0.38165 | 0.36875 | 0.35628 | 0.3459 | 0.33583 | 0.32605 | 0.31655 | 0.30733 | 0.29838 | 0.28969 | 0.28125 | 0.27306 | 0.2651 | 0.25738 | 0.24989 | 0.24261 | 0.23554 | 0.22868 | 0.22202 | 0.21555 | 0.20928 | 0.20318 | 0.19726 | 0.19152 | 0.18594 | 0.18052 | 0.17527 | 0.17016 | 0.1652 | 0.16039 | 0.15572 | 0.15119 | 0.14678 | 0.14251 | 0.13836 | 0.13433 | 0.13041 | 0.12662 | 0.12293 | 0.11935 | 0.11587 | 0.1125 | 0.10922 | 0.10604 | 0.10295 | 0.099951 | 0.09704 | 0.094214 | 0.091916 | 0.089674 | 0.087487 | 0.085353 | 0.083271
|  | PRT_PRT_HI-TFR_HTE_ALL_ht to Reservoir C r 40_p3 | HT to SRN Source A 40Ml/d spur to Reservoir C: 10Ml/d WTW Phase 3 | Capex | Costed Risk |  | Fixed | 2025-26: 0.30369; 2026-27: 0.30369; 2027-28: 0.30369; 2028-29: 0.30369; 2029-30: 0.30369
|  | PRT_PRT_HI-TFR_HTE_ALL_ht to Reservoir C r 40_p3 | HT to SRN Source A 40Ml/d spur to Reservoir C: 10Ml/d WTW Phase 3 | Capex | Optimism Bias |  | Fixed | 2025-26: 0.37658; 2026-27: 0.37658; 2027-28: 0.37658; 2028-29: 0.37658; 2029-30: 0.37658; 2039-40: 0; 2049-50: 0; 2059-60: 0; 2069-70: 0; 2079-80: 0; 2089-90: 1.5497; 2099-100: 0
|  | PRT_PRT_HI-TFR_HTE_ALL_ht to Reservoir C r 40_p3 | HT to SRN Source A 40Ml/d spur to Reservoir C: 10Ml/d WTW Phase 3 | Net Present Cost (NPC) |  |  | Total | [6 empty] | 0.02957 | 0.08571 | 0.13802 | 0.18669 | 0.23192 | 1.3742 | 1.3246 | 1.2768 | 1.2306 | 1.1862 | 1.1433 | 1.102 | 1.0621 | 1.0237 | 0.98672 | 0.95103 | 0.91663 | 0.88346 | 0.8515 | 0.82068 | 0.79097 | 0.76234 | 0.73474 | 0.70813 | 0.68248 | 0.65776 | 0.63392 | 0.61095 | 0.58881 | 0.56746 | 0.54954 | 0.53219 | 0.51537 | 0.49909 | 0.48332 | 0.46804 | 0.45324 | 0.43891 | 0.42503 | 0.41158 | 0.39856 | 0.38595 | 0.37373 | 0.3619 | 0.35043 | 0.33933 | 0.32858 | 0.31817 | 0.30809 | 0.29832 | 0.28886 | 0.2797 | 0.27083 | 0.26223 | 0.25391 | 0.24585 | 0.23805 | 0.23049 | 0.22316 | 0.21607 | 0.20921 | 0.20256 | 0.19612 | 0.18988 | 0.19733 | 0.20418 | 0.19775 | 0.19153 | 0.18549 | 0.17965 | 0.17399 | 0.16851 | 0.1632 | 0.15806 | 0.15307 | 0.14897 | 0.14498 | 0.14109 | 0.1373 | 0.13362
|  | PRT_PRT_HI-TFR_HTE_ALL_ht to Reservoir C r 40_p3 | HT to SRN Source A 40Ml/d spur to Reservoir C: 10Ml/d WTW Phase 3 | Total NPC |  |  | Total | 2019-20: 37.7681
|  | PRT_PRT_HI-TFR_HTE_ALL_ht to Reservoir C r 40_p4 | HT to SRN Source A 40Ml/d spur to Reservoir C: 10Ml/d WTW Phase 4 | Capex |  |  | Total | 2025-26: 1.2879; 2026-27: 1.2879; 2027-28: 1.2879; 2028-29: 1.2879; 2029-30: 1.2879; 2039-40: 0; 2049-50: 0; 2059-60: 0; 2069-70: 0; 2079-80: 0; 2089-90: 5.3; 2099-100: 0
|  | PRT_PRT_HI-TFR_HTE_ALL_ht to Reservoir C r 40_p4 | HT to SRN Source A 40Ml/d spur to Reservoir C: 10Ml/d WTW Phase 4 | Opex |  |  | Total | [11 empty] | 1.2559 | 1.2559 | 1.2559 | 1.2559 | 1.2559 | 1.2559 | 1.2559 | 1.2559 | 1.2559 | 1.2559 | 1.2559 | 1.2559 | 1.2559 | 1.2559 | 1.2559 | 1.2559 | 1.2559 | 1.2559 | 1.2559 | 1.2559 | 1.2559 | 1.2559 | 1.2559 | 1.2559 | 1.2559 | 1.2559 | 1.2559 | 1.2559 | 1.2559 | 1.2559 | 1.2559 | 1.2559 | 1.2559 | 1.2559 | 1.2559 | 1.2559 | 1.2559 | 1.2559 | 1.2559 | 1.2559 | 1.2559 | 1.2559 | 1.2559 | 1.2559 | 1.2559 | 1.2559 | 1.2559 | 1.2559 | 1.2559 | 1.2559 | 1.2559 | 1.2559 | 1.2559 | 1.2559 | 1.2559 | 1.2559 | 1.2559 | 1.2559 | 1.2559 | 1.2559 | 1.2559 | 1.2559 | 1.2559 | 1.2559 | 1.2559 | 1.2559 | 1.2559 | 1.2559 | 1.2559 | 1.2559 | 1.2559 | 1.2559 | 1.2559 | 1.2559 | 1.2559
|  | PRT_PRT_HI-TFR_HTE_ALL_ht to Reservoir C r 40_p4 | HT to SRN Source A 40Ml/d spur to Reservoir C: 10Ml/d WTW Phase 4 | Financing Cost |  |  | Total | [6 empty] | 0.030605 | 0.091815 | 0.15303 | 0.21424 | 0.27545 | 0.43339 | 0.42936 | 0.42534 | 0.42132 | 0.4173 | 0.41327 | 0.40925 | 0.40523 | 0.4012 | 0.39718 | 0.39316 | 0.38914 | 0.38511 | 0.38109 | 0.37707 | 0.37305 | 0.36902 | 0.365 | 0.36098 | 0.35696 | 0.35293 | 0.34891 | 0.34489 | 0.34086 | 0.33684 | 0.33282 | 0.3288 | 0.32477 | 0.32075 | 0.31673 | 0.31271 | 0.30868 | 0.30466 | 0.30064 | 0.29661 | 0.29259 | 0.28857 | 0.28455 | 0.28052 | 0.2765 | 0.27248 | 0.26846 | 0.26443 | 0.26041 | 0.25639 | 0.25237 | 0.24834 | 0.24432 | 0.2403 | 0.23627 | 0.23225 | 0.22823 | 0.22421 | 0.22018 | 0.21616 | 0.21214 | 0.20812 | 0.20409 | 0.20007 | 0.30256 | 0.40505 | 0.40103 | 0.39701 | 0.39298 | 0.38896 | 0.38494 | 0.38092 | 0.37689 | 0.37287 | 0.36885 | 0.36482 | 0.3608 | 0.35678 | 0.35276 | 0.34873
|  | PRT_PRT_HI-TFR_HTE_ALL_ht to Reservoir C r 40_p4 | HT to SRN Source A 40Ml/d spur to Reservoir C: 10Ml/d WTW Phase 4 | Discount Rate |  |  | Total | [6 empty] | 0.035 | 0.035 | 0.035 | 0.035 | 0.035 | 0.035 | 0.035 | 0.035 | 0.035 | 0.035 | 0.035 | 0.035 | 0.035 | 0.035 | 0.035 | 0.035 | 0.035 | 0.035 | 0.035 | 0.035 | 0.035 | 0.035 | 0.035 | 0.035 | 0.035 | 0.035 | 0.035 | 0.035 | 0.035 | 0.035 | 0.03 | 0.03 | 0.03 | 0.03 | 0.03 | 0.03 | 0.03 | 0.03 | 0.03 | 0.03 | 0.03 | 0.03 | 0.03 | 0.03 | 0.03 | 0.03 | 0.03 | 0.03 | 0.03 | 0.03 | 0.03 | 0.03 | 0.03 | 0.03 | 0.03 | 0.03 | 0.03 | 0.03 | 0.03 | 0.03 | 0.03 | 0.03 | 0.03 | 0.03 | 0.03 | 0.03 | 0.03 | 0.03 | 0.03 | 0.03 | 0.03 | 0.03 | 0.03 | 0.03 | 0.03 | 0.025 | 0.025 | 0.025 | 0.025 | 0.025
|  | PRT_PRT_HI-TFR_HTE_ALL_ht to Reservoir C r 40_p4 | HT to SRN Source A 40Ml/d spur to Reservoir C: 10Ml/d WTW Phase 4 | Discount Factor |  |  | Total | [6 empty] | 0.96618 | 0.93351 | 0.90194 | 0.87144 | 0.84197 | 0.8135 | 0.78599 | 0.75941 | 0.73373 | 0.70892 | 0.68495 | 0.66178 | 0.6394 | 0.61778 | 0.59689 | 0.57671 | 0.5572 | 0.53836 | 0.52016 | 0.50257 | 0.48557 | 0.46915 | 0.45329 | 0.43796 | 0.42315 | 0.40884 | 0.39501 | 0.38165 | 0.36875 | 0.35628 | 0.3459 | 0.33583 | 0.32605 | 0.31655 | 0.30733 | 0.29838 | 0.28969 | 0.28125 | 0.27306 | 0.2651 | 0.25738 | 0.24989 | 0.24261 | 0.23554 | 0.22868 | 0.22202 | 0.21555 | 0.20928 | 0.20318 | 0.19726 | 0.19152 | 0.18594 | 0.18052 | 0.17527 | 0.17016 | 0.1652 | 0.16039 | 0.15572 | 0.15119 | 0.14678 | 0.14251 | 0.13836 | 0.13433 | 0.13041 | 0.12662 | 0.12293 | 0.11935 | 0.11587 | 0.1125 | 0.10922 | 0.10604 | 0.10295 | 0.099951 | 0.09704 | 0.094214 | 0.091916 | 0.089674 | 0.087487 | 0.085353 | 0.083271
|  | PRT_PRT_HI-TFR_HTE_ALL_ht to Reservoir C r 40_p4 | HT to SRN Source A 40Ml/d spur to Reservoir C: 10Ml/d WTW Phase 4 | Capex | Costed Risk |  | Fixed | 2025-26: 0.30369; 2026-27: 0.30369; 2027-28: 0.30369; 2028-29: 0.30369; 2029-30: 0.30369
|  | PRT_PRT_HI-TFR_HTE_ALL_ht to Reservoir C r 40_p4 | HT to SRN Source A 40Ml/d spur to Reservoir C: 10Ml/d WTW Phase 4 | Capex | Optimism Bias |  | Fixed | 2025-26: 0.37658; 2026-27: 0.37658; 2027-28: 0.37658; 2028-29: 0.37658; 2029-30: 0.37658; 2039-40: 0; 2049-50: 0; 2059-60: 0; 2069-70: 0; 2079-80: 0; 2089-90: 1.5497; 2099-100: 0
|  | PRT_PRT_HI-TFR_HTE_ALL_ht to Reservoir C r 40_p4 | HT to SRN Source A 40Ml/d spur to Reservoir C: 10Ml/d WTW Phase 4 | Net Present Cost (NPC) |  |  | Total | [6 empty] | 0.02957 | 0.08571 | 0.13802 | 0.18669 | 0.23192 | 1.3742 | 1.3246 | 1.2768 | 1.2306 | 1.1862 | 1.1433 | 1.102 | 1.0621 | 1.0237 | 0.98672 | 0.95103 | 0.91663 | 0.88346 | 0.8515 | 0.82068 | 0.79097 | 0.76234 | 0.73474 | 0.70813 | 0.68248 | 0.65776 | 0.63392 | 0.61095 | 0.58881 | 0.56746 | 0.54954 | 0.53219 | 0.51537 | 0.49909 | 0.48332 | 0.46804 | 0.45324 | 0.43891 | 0.42503 | 0.41158 | 0.39856 | 0.38595 | 0.37373 | 0.3619 | 0.35043 | 0.33933 | 0.32858 | 0.31817 | 0.30809 | 0.29832 | 0.28886 | 0.2797 | 0.27083 | 0.26223 | 0.25391 | 0.24585 | 0.23805 | 0.23049 | 0.22316 | 0.21607 | 0.20921 | 0.20256 | 0.19612 | 0.18988 | 0.19733 | 0.20418 | 0.19775 | 0.19153 | 0.18549 | 0.17965 | 0.17399 | 0.16851 | 0.1632 | 0.15806 | 0.15307 | 0.14897 | 0.14498 | 0.14109 | 0.1373 | 0.13362
|  | PRT_PRT_HI-TFR_HTE_ALL_ht to Reservoir C r 40_p4 | HT to SRN Source A 40Ml/d spur to Reservoir C: 10Ml/d WTW Phase 4 | Total NPC |  |  | Total | 2019-20: 37.7681
|  | PRT_PRT_RE-DRP_ALL_ALL_Source S drought | Drought Permit: Source S (to 2041) | Capex |  |  | Total | 2020-21: 1.3084
|  | PRT_PRT_RE-DRP_ALL_ALL_Source S drought | Drought Permit: Source S (to 2041) | Opex |  |  | Total |  | 0.00012603 | 0.00012603 | 0.00012603 | 0.00012603 | 0.00012603 | 0.00012603 | 0.00012603 | 0.00012603 | 0.00012603 | 0.00012603 | 0.00012603 | 0.00012603 | 0.00012603 | 0.00012603 | 0.00012603 | 0.00012603 | 0 | 0 | 0 | 0 | 0 | 0 | 0 | 0 | 0 | 0 | 0 | 0 | 0 | 0 | 0 | 0 | 0 | 0 | 0 | 0 | 0 | 0 | 0 | 0 | 0 | 0 | 0 | 0 | 0 | 0 | 0 | 0 | 0 | 0 | 0 | 0 | 0 | 0 | 0 | 0 | 0 | 0 | 0 | 0 | 0 | 0 | 0 | 0 | 0 | 0 | 0 | 0 | 0 | 0 | 0 | 0 | 0 | 0 | 0 | 0 | 0 | 0 | 0 | 0
|  | PRT_PRT_RE-DRP_ALL_ALL_Source S drought | Drought Permit: Source S (to 2041) | Financing Cost |  |  | Total |  | 0.024771 | 0.049541 | 0.049541 | 0.049541 | 0.049541 | 0.049541 | 0.049541 | 0.049541 | 0.049541 | 0.049541 | 0.049541 | 0.049541 | 0.049541 | 0.049541 | 0.049541 | 0.049541 | 0.049541 | 0.049541 | 0.049541 | 0.049541 | 0.049541 | 0.049541 | 0.049541 | 0.049541 | 0.049541 | 0.049541 | 0.049541 | 0.049541 | 0.049541 | 0.049541 | 0.049541 | 0.049541 | 0.049541 | 0.049541 | 0.049541 | 0.049541 | 0.049541 | 0.049541 | 0.049541 | 0.049541 | 0.049541 | 0.049541 | 0.049541 | 0.049541 | 0.049541 | 0.049541 | 0.049541 | 0.049541 | 0.049541 | 0.049541 | 0.049541 | 0.049541 | 0.049541 | 0.049541 | 0.049541 | 0.049541 | 0.049541 | 0.049541 | 0.049541 | 0.049541 | 0.049541 | 0.049541 | 0.049541 | 0.049541 | 0.049541 | 0.049541 | 0.049541 | 0.049541 | 0.049541 | 0.049541 | 0.049541 | 0.049541 | 0.049541 | 0.049541 | 0.049541 | 0.049541 | 0.049541 | 0.049541 | 0.049541 | 0.049541
|  | PRT_PRT_RE-DRP_ALL_ALL_Source S drought | Drought Permit: Source S (to 2041) | Discount Rate |  |  | Total |  | 0.035 | 0.035 | 0.035 | 0.035 | 0.035 | 0.035 | 0.035 | 0.035 | 0.035 | 0.035 | 0.035 | 0.035 | 0.035 | 0.035 | 0.035 | 0.035 | 0.035 | 0.035 | 0.035 | 0.035 | 0.035 | 0.035 | 0.035 | 0.035 | 0.035 | 0.035 | 0.035 | 0.035 | 0.035 | 0.035 | 0.03 | 0.03 | 0.03 | 0.03 | 0.03 | 0.03 | 0.03 | 0.03 | 0.03 | 0.03 | 0.03 | 0.03 | 0.03 | 0.03 | 0.03 | 0.03 | 0.03 | 0.03 | 0.03 | 0.03 | 0.03 | 0.03 | 0.03 | 0.03 | 0.03 | 0.03 | 0.03 | 0.03 | 0.03 | 0.03 | 0.03 | 0.03 | 0.03 | 0.03 | 0.03 | 0.03 | 0.03 | 0.03 | 0.03 | 0.03 | 0.03 | 0.03 | 0.03 | 0.03 | 0.03 | 0.025 | 0.025 | 0.025 | 0.025 | 0.025
|  | PRT_PRT_RE-DRP_ALL_ALL_Source S drought | Drought Permit: Source S (to 2041) | Discount Factor |  |  | Total |  | 0.96618 | 0.93351 | 0.90194 | 0.87144 | 0.84197 | 0.8135 | 0.78599 | 0.75941 | 0.73373 | 0.70892 | 0.68495 | 0.66178 | 0.6394 | 0.61778 | 0.59689 | 0.57671 | 0.5572 | 0.53836 | 0.52016 | 0.50257 | 0.48557 | 0.46915 | 0.45329 | 0.43796 | 0.42315 | 0.40884 | 0.39501 | 0.38165 | 0.36875 | 0.35628 | 0.3459 | 0.33583 | 0.32605 | 0.31655 | 0.30733 | 0.29838 | 0.28969 | 0.28125 | 0.27306 | 0.2651 | 0.25738 | 0.24989 | 0.24261 | 0.23554 | 0.22868 | 0.22202 | 0.21555 | 0.20928 | 0.20318 | 0.19726 | 0.19152 | 0.18594 | 0.18052 | 0.17527 | 0.17016 | 0.1652 | 0.16039 | 0.15572 | 0.15119 | 0.14678 | 0.14251 | 0.13836 | 0.13433 | 0.13041 | 0.12662 | 0.12293 | 0.11935 | 0.11587 | 0.1125 | 0.10922 | 0.10604 | 0.10295 | 0.099951 | 0.09704 | 0.094214 | 0.091916 | 0.089674 | 0.087487 | 0.085353 | 0.083271
|  | PRT_PRT_RE-DRP_ALL_ALL_Source S drought | Drought Permit: Source S (to 2041) | Capex | Costed Risk |  | Fixed | 2020-21: 0.042481
|  | PRT_PRT_RE-DRP_ALL_ALL_Source S drought | Drought Permit: Source S (to 2041) | Capex | Optimism Bias |  | Fixed | 2020-21: 0.24208
|  | PRT_PRT_RE-DRP_ALL_ALL_Source S drought | Drought Permit: Source S (to 2041) | Net Present Cost (NPC) |  |  | Total |  | 0.024055 | 0.046365 | 0.044797 | 0.043282 | 0.041818 | 0.040404 | 0.039038 | 0.037718 | 0.036442 | 0.03521 | 0.034019 | 0.032869 | 0.031757 | 0.030684 | 0.029646 | 0.028643 | 0.027605 | 0.026671 | 0.025769 | 0.024898 | 0.024056 | 0.023242 | 0.022456 | 0.021697 | 0.020963 | 0.020254 | 0.019569 | 0.018908 | 0.018268 | 0.01765 | 0.017136 | 0.016637 | 0.016153 | 0.015682 | 0.015225 | 0.014782 | 0.014351 | 0.013933 | 0.013528 | 0.013134 | 0.012751 | 0.01238 | 0.012019 | 0.011669 | 0.011329 | 0.010999 | 0.010679 | 0.010368 | 0.010066 | 0.0097726 | 0.009488 | 0.0092116 | 0.0089433 | 0.0086829 | 0.00843 | 0.0081844 | 0.007946 | 0.0077146 | 0.0074899 | 0.0072718 | 0.00706 | 0.0068543 | 0.0066547 | 0.0064609 | 0.0062727 | 0.00609 | 0.0059126 | 0.0057404 | 0.0055732 | 0.0054109 | 0.0052533 | 0.0051003 | 0.0049517 | 0.0048075 | 0.0046675 | 0.0045536 | 0.0044426 | 0.0043342 | 0.0042285 | 0.0041254
|  | PRT_PRT_RE-DRP_ALL_ALL_Source S drought | Drought Permit: Source S (to 2041) | Total NPC |  |  | Total | 2019-20: 1.3432
|  | PRT_PRT_RE-DRP_ALL_ALL_Source S drought_v2 | Drought Permit: Source S (to 2051) | Capex |  |  | Total | 2020-21: 1.3084
|  | PRT_PRT_RE-DRP_ALL_ALL_Source S drought_v2 | Drought Permit: Source S (to 2051) | Opex |  |  | Total |  | 0.00012603 | 0.00012603 | 0.00012603 | 0.00012603 | 0.00012603 | 0.00012603 | 0.00012603 | 0.00012603 | 0.00012603 | 0.00012603 | 0.00012603 | 0.00012603 | 0.00012603 | 0.00012603 | 0.00012603 | 0.00012603 | 0.00012603 | 0.00012603 | 0.00012603 | 0.00012603 | 0.00012603 | 0.00012603 | 0.00012603 | 0.00012603 | 0.00012603 | 0.00012603 | 0 | 0 | 0 | 0 | 0 | 0 | 0 | 0 | 0 | 0 | 0 | 0 | 0 | 0 | 0 | 0 | 0 | 0 | 0 | 0 | 0 | 0 | 0 | 0 | 0 | 0 | 0 | 0 | 0 | 0 | 0 | 0 | 0 | 0 | 0 | 0 | 0 | 0 | 0 | 0 | 0 | 0 | 0 | 0 | 0 | 0 | 0 | 0 | 0 | 0 | 0 | 0 | 0 | 0
|  | PRT_PRT_RE-DRP_ALL_ALL_Source S drought_v2 | Drought Permit: Source S (to 2051) | Financing Cost |  |  | Total |  | 0.024771 | 0.049541 | 0.049541 | 0.049541 | 0.049541 | 0.049541 | 0.049541 | 0.049541 | 0.049541 | 0.049541 | 0.049541 | 0.049541 | 0.049541 | 0.049541 | 0.049541 | 0.049541 | 0.049541 | 0.049541 | 0.049541 | 0.049541 | 0.049541 | 0.049541 | 0.049541 | 0.049541 | 0.049541 | 0.049541 | 0.049541 | 0.049541 | 0.049541 | 0.049541 | 0.049541 | 0.049541 | 0.049541 | 0.049541 | 0.049541 | 0.049541 | 0.049541 | 0.049541 | 0.049541 | 0.049541 | 0.049541 | 0.049541 | 0.049541 | 0.049541 | 0.049541 | 0.049541 | 0.049541 | 0.049541 | 0.049541 | 0.049541 | 0.049541 | 0.049541 | 0.049541 | 0.049541 | 0.049541 | 0.049541 | 0.049541 | 0.049541 | 0.049541 | 0.049541 | 0.049541 | 0.049541 | 0.049541 | 0.049541 | 0.049541 | 0.049541 | 0.049541 | 0.049541 | 0.049541 | 0.049541 | 0.049541 | 0.049541 | 0.049541 | 0.049541 | 0.049541 | 0.049541 | 0.049541 | 0.049541 | 0.049541 | 0.049541
|  | PRT_PRT_RE-DRP_ALL_ALL_Source S drought_v2 | Drought Permit: Source S (to 2051) | Discount Rate |  |  | Total |  | 0.035 | 0.035 | 0.035 | 0.035 | 0.035 | 0.035 | 0.035 | 0.035 | 0.035 | 0.035 | 0.035 | 0.035 | 0.035 | 0.035 | 0.035 | 0.035 | 0.035 | 0.035 | 0.035 | 0.035 | 0.035 | 0.035 | 0.035 | 0.035 | 0.035 | 0.035 | 0.035 | 0.035 | 0.035 | 0.035 | 0.03 | 0.03 | 0.03 | 0.03 | 0.03 | 0.03 | 0.03 | 0.03 | 0.03 | 0.03 | 0.03 | 0.03 | 0.03 | 0.03 | 0.03 | 0.03 | 0.03 | 0.03 | 0.03 | 0.03 | 0.03 | 0.03 | 0.03 | 0.03 | 0.03 | 0.03 | 0.03 | 0.03 | 0.03 | 0.03 | 0.03 | 0.03 | 0.03 | 0.03 | 0.03 | 0.03 | 0.03 | 0.03 | 0.03 | 0.03 | 0.03 | 0.03 | 0.03 | 0.03 | 0.03 | 0.025 | 0.025 | 0.025 | 0.025 | 0.025
|  | PRT_PRT_RE-DRP_ALL_ALL_Source S drought_v2 | Drought Permit: Source S (to 2051) | Discount Factor |  |  | Total |  | 0.96618 | 0.93351 | 0.90194 | 0.87144 | 0.84197 | 0.8135 | 0.78599 | 0.75941 | 0.73373 | 0.70892 | 0.68495 | 0.66178 | 0.6394 | 0.61778 | 0.59689 | 0.57671 | 0.5572 | 0.53836 | 0.52016 | 0.50257 | 0.48557 | 0.46915 | 0.45329 | 0.43796 | 0.42315 | 0.40884 | 0.39501 | 0.38165 | 0.36875 | 0.35628 | 0.3459 | 0.33583 | 0.32605 | 0.31655 | 0.30733 | 0.29838 | 0.28969 | 0.28125 | 0.27306 | 0.2651 | 0.25738 | 0.24989 | 0.24261 | 0.23554 | 0.22868 | 0.22202 | 0.21555 | 0.20928 | 0.20318 | 0.19726 | 0.19152 | 0.18594 | 0.18052 | 0.17527 | 0.17016 | 0.1652 | 0.16039 | 0.15572 | 0.15119 | 0.14678 | 0.14251 | 0.13836 | 0.13433 | 0.13041 | 0.12662 | 0.12293 | 0.11935 | 0.11587 | 0.1125 | 0.10922 | 0.10604 | 0.10295 | 0.099951 | 0.09704 | 0.094214 | 0.091916 | 0.089674 | 0.087487 | 0.085353 | 0.083271
|  | PRT_PRT_RE-DRP_ALL_ALL_Source S drought_v2 | Drought Permit: Source S (to 2051) | Capex | Costed Risk |  | Fixed | 2020-21: 0.042481
|  | PRT_PRT_RE-DRP_ALL_ALL_Source S drought_v2 | Drought Permit: Source S (to 2051) | Capex | Optimism Bias |  | Fixed | 2020-21: 0.24208
|  | PRT_PRT_RE-DRP_ALL_ALL_Source S drought_v2 | Drought Permit: Source S (to 2051) | Net Present Cost (NPC) |  |  | Total |  | 0.024055 | 0.046365 | 0.044797 | 0.043282 | 0.041818 | 0.040404 | 0.039038 | 0.037718 | 0.036442 | 0.03521 | 0.034019 | 0.032869 | 0.031757 | 0.030684 | 0.029646 | 0.028643 | 0.027675 | 0.026739 | 0.025835 | 0.024961 | 0.024117 | 0.023301 | 0.022513 | 0.021752 | 0.021017 | 0.020306 | 0.019569 | 0.018908 | 0.018268 | 0.01765 | 0.017136 | 0.016637 | 0.016153 | 0.015682 | 0.015225 | 0.014782 | 0.014351 | 0.013933 | 0.013528 | 0.013134 | 0.012751 | 0.01238 | 0.012019 | 0.011669 | 0.011329 | 0.010999 | 0.010679 | 0.010368 | 0.010066 | 0.0097726 | 0.009488 | 0.0092116 | 0.0089433 | 0.0086829 | 0.00843 | 0.0081844 | 0.007946 | 0.0077146 | 0.0074899 | 0.0072718 | 0.00706 | 0.0068543 | 0.0066547 | 0.0064609 | 0.0062727 | 0.00609 | 0.0059126 | 0.0057404 | 0.0055732 | 0.0054109 | 0.0052533 | 0.0051003 | 0.0049517 | 0.0048075 | 0.0046675 | 0.0045536 | 0.0044426 | 0.0043342 | 0.0042285 | 0.0041254
|  | PRT_PRT_RE-DRP_ALL_ALL_Source S drought_v2 | Drought Permit: Source S (to 2051) | Total NPC |  |  | Total | 2019-20: 1.3438
|  | PRT_PRT_RE-DRP_ALL_ALL_Source S drought_v3 | Drought Permit: Source S (to 2046) | Capex |  |  | Total | 2020-21: 1.3084
|  | PRT_PRT_RE-DRP_ALL_ALL_Source S drought_v3 | Drought Permit: Source S (to 2046) | Opex |  |  | Total |  | 0.00012603 | 0.00012603 | 0.00012603 | 0.00012603 | 0.00012603 | 0.00012603 | 0.00012603 | 0.00012603 | 0.00012603 | 0.00012603 | 0.00012603 | 0.00012603 | 0.00012603 | 0.00012603 | 0.00012603 | 0.00012603 | 0.00012603 | 0.00012603 | 0.00012603 | 0.00012603 | 0.00012603 | 0 | 0 | 0 | 0 | 0 | 0 | 0 | 0 | 0 | 0 | 0 | 0 | 0 | 0 | 0 | 0 | 0 | 0 | 0 | 0 | 0 | 0 | 0 | 0 | 0 | 0 | 0 | 0 | 0 | 0 | 0 | 0 | 0 | 0 | 0 | 0 | 0 | 0 | 0 | 0 | 0 | 0 | 0 | 0 | 0 | 0 | 0 | 0 | 0 | 0 | 0 | 0 | 0 | 0 | 0 | 0 | 0 | 0 | 0
|  | PRT_PRT_RE-DRP_ALL_ALL_Source S drought_v3 | Drought Permit: Source S (to 2046) | Financing Cost |  |  | Total |  | 0.024771 | 0.049541 | 0.049541 | 0.049541 | 0.049541 | 0.049541 | 0.049541 | 0.049541 | 0.049541 | 0.049541 | 0.049541 | 0.049541 | 0.049541 | 0.049541 | 0.049541 | 0.049541 | 0.049541 | 0.049541 | 0.049541 | 0.049541 | 0.049541 | 0.049541 | 0.049541 | 0.049541 | 0.049541 | 0.049541 | 0.049541 | 0.049541 | 0.049541 | 0.049541 | 0.049541 | 0.049541 | 0.049541 | 0.049541 | 0.049541 | 0.049541 | 0.049541 | 0.049541 | 0.049541 | 0.049541 | 0.049541 | 0.049541 | 0.049541 | 0.049541 | 0.049541 | 0.049541 | 0.049541 | 0.049541 | 0.049541 | 0.049541 | 0.049541 | 0.049541 | 0.049541 | 0.049541 | 0.049541 | 0.049541 | 0.049541 | 0.049541 | 0.049541 | 0.049541 | 0.049541 | 0.049541 | 0.049541 | 0.049541 | 0.049541 | 0.049541 | 0.049541 | 0.049541 | 0.049541 | 0.049541 | 0.049541 | 0.049541 | 0.049541 | 0.049541 | 0.049541 | 0.049541 | 0.049541 | 0.049541 | 0.049541 | 0.049541
|  | PRT_PRT_RE-DRP_ALL_ALL_Source S drought_v3 | Drought Permit: Source S (to 2046) | Discount Rate |  |  | Total |  | 0.035 | 0.035 | 0.035 | 0.035 | 0.035 | 0.035 | 0.035 | 0.035 | 0.035 | 0.035 | 0.035 | 0.035 | 0.035 | 0.035 | 0.035 | 0.035 | 0.035 | 0.035 | 0.035 | 0.035 | 0.035 | 0.035 | 0.035 | 0.035 | 0.035 | 0.035 | 0.035 | 0.035 | 0.035 | 0.035 | 0.03 | 0.03 | 0.03 | 0.03 | 0.03 | 0.03 | 0.03 | 0.03 | 0.03 | 0.03 | 0.03 | 0.03 | 0.03 | 0.03 | 0.03 | 0.03 | 0.03 | 0.03 | 0.03 | 0.03 | 0.03 | 0.03 | 0.03 | 0.03 | 0.03 | 0.03 | 0.03 | 0.03 | 0.03 | 0.03 | 0.03 | 0.03 | 0.03 | 0.03 | 0.03 | 0.03 | 0.03 | 0.03 | 0.03 | 0.03 | 0.03 | 0.03 | 0.03 | 0.03 | 0.03 | 0.025 | 0.025 | 0.025 | 0.025 | 0.025
|  | PRT_PRT_RE-DRP_ALL_ALL_Source S drought_v3 | Drought Permit: Source S (to 2046) | Discount Factor |  |  | Total |  | 0.96618 | 0.93351 | 0.90194 | 0.87144 | 0.84197 | 0.8135 | 0.78599 | 0.75941 | 0.73373 | 0.70892 | 0.68495 | 0.66178 | 0.6394 | 0.61778 | 0.59689 | 0.57671 | 0.5572 | 0.53836 | 0.52016 | 0.50257 | 0.48557 | 0.46915 | 0.45329 | 0.43796 | 0.42315 | 0.40884 | 0.39501 | 0.38165 | 0.36875 | 0.35628 | 0.3459 | 0.33583 | 0.32605 | 0.31655 | 0.30733 | 0.29838 | 0.28969 | 0.28125 | 0.27306 | 0.2651 | 0.25738 | 0.24989 | 0.24261 | 0.23554 | 0.22868 | 0.22202 | 0.21555 | 0.20928 | 0.20318 | 0.19726 | 0.19152 | 0.18594 | 0.18052 | 0.17527 | 0.17016 | 0.1652 | 0.16039 | 0.15572 | 0.15119 | 0.14678 | 0.14251 | 0.13836 | 0.13433 | 0.13041 | 0.12662 | 0.12293 | 0.11935 | 0.11587 | 0.1125 | 0.10922 | 0.10604 | 0.10295 | 0.099951 | 0.09704 | 0.094214 | 0.091916 | 0.089674 | 0.087487 | 0.085353 | 0.083271
|  | PRT_PRT_RE-DRP_ALL_ALL_Source S drought_v3 | Drought Permit: Source S (to 2046) | Capex | Costed Risk |  | Fixed | 2020-21: 0.042481
|  | PRT_PRT_RE-DRP_ALL_ALL_Source S drought_v3 | Drought Permit: Source S (to 2046) | Capex | Optimism Bias |  | Fixed | 2020-21: 0.24208
|  | PRT_PRT_RE-DRP_ALL_ALL_Source S drought_v3 | Drought Permit: Source S (to 2046) | Net Present Cost (NPC) |  |  | Total |  | 0.024055 | 0.046365 | 0.044797 | 0.043282 | 0.041818 | 0.040404 | 0.039038 | 0.037718 | 0.036442 | 0.03521 | 0.034019 | 0.032869 | 0.031757 | 0.030684 | 0.029646 | 0.028643 | 0.027675 | 0.026739 | 0.025835 | 0.024961 | 0.024117 | 0.023242 | 0.022456 | 0.021697 | 0.020963 | 0.020254 | 0.019569 | 0.018908 | 0.018268 | 0.01765 | 0.017136 | 0.016637 | 0.016153 | 0.015682 | 0.015225 | 0.014782 | 0.014351 | 0.013933 | 0.013528 | 0.013134 | 0.012751 | 0.01238 | 0.012019 | 0.011669 | 0.011329 | 0.010999 | 0.010679 | 0.010368 | 0.010066 | 0.0097726 | 0.009488 | 0.0092116 | 0.0089433 | 0.0086829 | 0.00843 | 0.0081844 | 0.007946 | 0.0077146 | 0.0074899 | 0.0072718 | 0.00706 | 0.0068543 | 0.0066547 | 0.0064609 | 0.0062727 | 0.00609 | 0.0059126 | 0.0057404 | 0.0055732 | 0.0054109 | 0.0052533 | 0.0051003 | 0.0049517 | 0.0048075 | 0.0046675 | 0.0045536 | 0.0044426 | 0.0043342 | 0.0042285 | 0.0041254
|  | PRT_PRT_RE-DRP_ALL_ALL_Source S drought_v3 | Drought Permit: Source S (to 2046) | Total NPC |  |  | Total | 2019-20: 1.3435
|  | PRT_PRT_RE-DRP_ALL_ALL_Source S drought_v4 | Drought Permit: Source S (to 2036) | Capex |  |  | Total | 2020-21: 1.3084
|  | PRT_PRT_RE-DRP_ALL_ALL_Source S drought_v4 | Drought Permit: Source S (to 2036) | Opex |  |  | Total |  | 0.00012603 | 0.00012603 | 0.00012603 | 0.00012603 | 0.00012603 | 0.00012603 | 0.00012603 | 0.00012603 | 0.00012603 | 0.00012603 | 0.00012603 | 0 | 0 | 0 | 0 | 0 | 0 | 0 | 0 | 0 | 0 | 0 | 0 | 0 | 0 | 0 | 0 | 0 | 0 | 0 | 0 | 0 | 0 | 0 | 0 | 0 | 0 | 0 | 0 | 0 | 0 | 0 | 0 | 0 | 0 | 0 | 0 | 0 | 0 | 0 | 0 | 0 | 0 | 0 | 0 | 0 | 0 | 0 | 0 | 0 | 0 | 0 | 0 | 0 | 0 | 0 | 0 | 0 | 0 | 0 | 0 | 0 | 0 | 0 | 0 | 0 | 0 | 0 | 0 | 0
|  | PRT_PRT_RE-DRP_ALL_ALL_Source S drought_v4 | Drought Permit: Source S (to 2036) | Financing Cost |  |  | Total |  | 0.024771 | 0.049541 | 0.049541 | 0.049541 | 0.049541 | 0.049541 | 0.049541 | 0.049541 | 0.049541 | 0.049541 | 0.049541 | 0.049541 | 0.049541 | 0.049541 | 0.049541 | 0.049541 | 0.049541 | 0.049541 | 0.049541 | 0.049541 | 0.049541 | 0.049541 | 0.049541 | 0.049541 | 0.049541 | 0.049541 | 0.049541 | 0.049541 | 0.049541 | 0.049541 | 0.049541 | 0.049541 | 0.049541 | 0.049541 | 0.049541 | 0.049541 | 0.049541 | 0.049541 | 0.049541 | 0.049541 | 0.049541 | 0.049541 | 0.049541 | 0.049541 | 0.049541 | 0.049541 | 0.049541 | 0.049541 | 0.049541 | 0.049541 | 0.049541 | 0.049541 | 0.049541 | 0.049541 | 0.049541 | 0.049541 | 0.049541 | 0.049541 | 0.049541 | 0.049541 | 0.049541 | 0.049541 | 0.049541 | 0.049541 | 0.049541 | 0.049541 | 0.049541 | 0.049541 | 0.049541 | 0.049541 | 0.049541 | 0.049541 | 0.049541 | 0.049541 | 0.049541 | 0.049541 | 0.049541 | 0.049541 | 0.049541 | 0.049541
|  | PRT_PRT_RE-DRP_ALL_ALL_Source S drought_v4 | Drought Permit: Source S (to 2036) | Discount Rate |  |  | Total |  | 0.035 | 0.035 | 0.035 | 0.035 | 0.035 | 0.035 | 0.035 | 0.035 | 0.035 | 0.035 | 0.035 | 0.035 | 0.035 | 0.035 | 0.035 | 0.035 | 0.035 | 0.035 | 0.035 | 0.035 | 0.035 | 0.035 | 0.035 | 0.035 | 0.035 | 0.035 | 0.035 | 0.035 | 0.035 | 0.035 | 0.03 | 0.03 | 0.03 | 0.03 | 0.03 | 0.03 | 0.03 | 0.03 | 0.03 | 0.03 | 0.03 | 0.03 | 0.03 | 0.03 | 0.03 | 0.03 | 0.03 | 0.03 | 0.03 | 0.03 | 0.03 | 0.03 | 0.03 | 0.03 | 0.03 | 0.03 | 0.03 | 0.03 | 0.03 | 0.03 | 0.03 | 0.03 | 0.03 | 0.03 | 0.03 | 0.03 | 0.03 | 0.03 | 0.03 | 0.03 | 0.03 | 0.03 | 0.03 | 0.03 | 0.03 | 0.025 | 0.025 | 0.025 | 0.025 | 0.025
|  | PRT_PRT_RE-DRP_ALL_ALL_Source S drought_v4 | Drought Permit: Source S (to 2036) | Discount Factor |  |  | Total |  | 0.96618 | 0.93351 | 0.90194 | 0.87144 | 0.84197 | 0.8135 | 0.78599 | 0.75941 | 0.73373 | 0.70892 | 0.68495 | 0.66178 | 0.6394 | 0.61778 | 0.59689 | 0.57671 | 0.5572 | 0.53836 | 0.52016 | 0.50257 | 0.48557 | 0.46915 | 0.45329 | 0.43796 | 0.42315 | 0.40884 | 0.39501 | 0.38165 | 0.36875 | 0.35628 | 0.3459 | 0.33583 | 0.32605 | 0.31655 | 0.30733 | 0.29838 | 0.28969 | 0.28125 | 0.27306 | 0.2651 | 0.25738 | 0.24989 | 0.24261 | 0.23554 | 0.22868 | 0.22202 | 0.21555 | 0.20928 | 0.20318 | 0.19726 | 0.19152 | 0.18594 | 0.18052 | 0.17527 | 0.17016 | 0.1652 | 0.16039 | 0.15572 | 0.15119 | 0.14678 | 0.14251 | 0.13836 | 0.13433 | 0.13041 | 0.12662 | 0.12293 | 0.11935 | 0.11587 | 0.1125 | 0.10922 | 0.10604 | 0.10295 | 0.099951 | 0.09704 | 0.094214 | 0.091916 | 0.089674 | 0.087487 | 0.085353 | 0.083271
|  | PRT_PRT_RE-DRP_ALL_ALL_Source S drought_v4 | Drought Permit: Source S (to 2036) | Capex | Costed Risk |  | Fixed | 2020-21: 0.042481
|  | PRT_PRT_RE-DRP_ALL_ALL_Source S drought_v4 | Drought Permit: Source S (to 2036) | Capex | Optimism Bias |  | Fixed | 2020-21: 0.24208
|  | PRT_PRT_RE-DRP_ALL_ALL_Source S drought_v4 | Drought Permit: Source S (to 2036) | Net Present Cost (NPC) |  |  | Total |  | 0.024055 | 0.046365 | 0.044797 | 0.043282 | 0.041818 | 0.040404 | 0.039038 | 0.037718 | 0.036442 | 0.03521 | 0.034019 | 0.032786 | 0.031677 | 0.030606 | 0.029571 | 0.028571 | 0.027605 | 0.026671 | 0.025769 | 0.024898 | 0.024056 | 0.023242 | 0.022456 | 0.021697 | 0.020963 | 0.020254 | 0.019569 | 0.018908 | 0.018268 | 0.01765 | 0.017136 | 0.016637 | 0.016153 | 0.015682 | 0.015225 | 0.014782 | 0.014351 | 0.013933 | 0.013528 | 0.013134 | 0.012751 | 0.01238 | 0.012019 | 0.011669 | 0.011329 | 0.010999 | 0.010679 | 0.010368 | 0.010066 | 0.0097726 | 0.009488 | 0.0092116 | 0.0089433 | 0.0086829 | 0.00843 | 0.0081844 | 0.007946 | 0.0077146 | 0.0074899 | 0.0072718 | 0.00706 | 0.0068543 | 0.0066547 | 0.0064609 | 0.0062727 | 0.00609 | 0.0059126 | 0.0057404 | 0.0055732 | 0.0054109 | 0.0052533 | 0.0051003 | 0.0049517 | 0.0048075 | 0.0046675 | 0.0045536 | 0.0044426 | 0.0043342 | 0.0042285 | 0.0041254
|  | PRT_PRT_RE-DRP_ALL_ALL_Source S drought_v4 | Drought Permit: Source S (to 2036) | Total NPC |  |  | Total | 2019-20: 1.3428
|  | PRT_PRT_RE-DRP_ALL_ALL_Source S drought_v5 | Drought Permit: Source S (no end) | Capex |  |  | Total | 2020-21: 1.3084
|  | PRT_PRT_RE-DRP_ALL_ALL_Source S drought_v5 | Drought Permit: Source S (no end) | Opex |  |  | Total |  | 0.00012603 | 0.00012603 | 0.00012603 | 0.00012603 | 0.00012603 | 0.00012603 | 0.00012603 | 0.00012603 | 0.00012603 | 0.00012603 | 0.00012603 | 0.00012603 | 0.00012603 | 0.00012603 | 0.00012603 | 0.00012603 | 0.00012603 | 0.00012603 | 0.00012603 | 0.00012603 | 0.00012603 | 0.00012603 | 0.00012603 | 0.00012603 | 0.00012603 | 0.00012603 | 0.00012603 | 0.00012603 | 0.00012603 | 0.00012603 | 0.00012603 | 0.00012603 | 0.00012603 | 0.00012603 | 0.00012603 | 0.00012603 | 0.00012603 | 0.00012603 | 0.00012603 | 0.00012603 | 0.00012603 | 0.00012603 | 0.00012603 | 0.00012603 | 0.00012603 | 0.00012603 | 0.00012603 | 0.00012603 | 0.00012603 | 0.00012603 | 0.00012603 | 0.00012603 | 0.00012603 | 0.00012603 | 0.00012603 | 0.00012603 | 0.00012603 | 0.00012603 | 0.00012603 | 0.00012603 | 0.00012603 | 0.00012603 | 0.00012603 | 0.00012603 | 0.00012603 | 0.00012603 | 0.00012603 | 0.00012603 | 0.00012603 | 0.00012603 | 0.00012603 | 0.00012603 | 0.00012603 | 0.00012603 | 0.00012603 | 0.00012603 | 0.00012603 | 0.00012603 | 0.00012603 | 0.00012603
|  | PRT_PRT_RE-DRP_ALL_ALL_Source S drought_v5 | Drought Permit: Source S (no end) | Financing Cost |  |  | Total |  | 0.024771 | 0.049541 | 0.049541 | 0.049541 | 0.049541 | 0.049541 | 0.049541 | 0.049541 | 0.049541 | 0.049541 | 0.049541 | 0.049541 | 0.049541 | 0.049541 | 0.049541 | 0.049541 | 0.049541 | 0.049541 | 0.049541 | 0.049541 | 0.049541 | 0.049541 | 0.049541 | 0.049541 | 0.049541 | 0.049541 | 0.049541 | 0.049541 | 0.049541 | 0.049541 | 0.049541 | 0.049541 | 0.049541 | 0.049541 | 0.049541 | 0.049541 | 0.049541 | 0.049541 | 0.049541 | 0.049541 | 0.049541 | 0.049541 | 0.049541 | 0.049541 | 0.049541 | 0.049541 | 0.049541 | 0.049541 | 0.049541 | 0.049541 | 0.049541 | 0.049541 | 0.049541 | 0.049541 | 0.049541 | 0.049541 | 0.049541 | 0.049541 | 0.049541 | 0.049541 | 0.049541 | 0.049541 | 0.049541 | 0.049541 | 0.049541 | 0.049541 | 0.049541 | 0.049541 | 0.049541 | 0.049541 | 0.049541 | 0.049541 | 0.049541 | 0.049541 | 0.049541 | 0.049541 | 0.049541 | 0.049541 | 0.049541 | 0.049541
|  | PRT_PRT_RE-DRP_ALL_ALL_Source S drought_v5 | Drought Permit: Source S (no end) | Discount Rate |  |  | Total |  | 0.035 | 0.035 | 0.035 | 0.035 | 0.035 | 0.035 | 0.035 | 0.035 | 0.035 | 0.035 | 0.035 | 0.035 | 0.035 | 0.035 | 0.035 | 0.035 | 0.035 | 0.035 | 0.035 | 0.035 | 0.035 | 0.035 | 0.035 | 0.035 | 0.035 | 0.035 | 0.035 | 0.035 | 0.035 | 0.035 | 0.03 | 0.03 | 0.03 | 0.03 | 0.03 | 0.03 | 0.03 | 0.03 | 0.03 | 0.03 | 0.03 | 0.03 | 0.03 | 0.03 | 0.03 | 0.03 | 0.03 | 0.03 | 0.03 | 0.03 | 0.03 | 0.03 | 0.03 | 0.03 | 0.03 | 0.03 | 0.03 | 0.03 | 0.03 | 0.03 | 0.03 | 0.03 | 0.03 | 0.03 | 0.03 | 0.03 | 0.03 | 0.03 | 0.03 | 0.03 | 0.03 | 0.03 | 0.03 | 0.03 | 0.03 | 0.025 | 0.025 | 0.025 | 0.025 | 0.025
|  | PRT_PRT_RE-DRP_ALL_ALL_Source S drought_v5 | Drought Permit: Source S (no end) | Discount Factor |  |  | Total |  | 0.96618 | 0.93351 | 0.90194 | 0.87144 | 0.84197 | 0.8135 | 0.78599 | 0.75941 | 0.73373 | 0.70892 | 0.68495 | 0.66178 | 0.6394 | 0.61778 | 0.59689 | 0.57671 | 0.5572 | 0.53836 | 0.52016 | 0.50257 | 0.48557 | 0.46915 | 0.45329 | 0.43796 | 0.42315 | 0.40884 | 0.39501 | 0.38165 | 0.36875 | 0.35628 | 0.3459 | 0.33583 | 0.32605 | 0.31655 | 0.30733 | 0.29838 | 0.28969 | 0.28125 | 0.27306 | 0.2651 | 0.25738 | 0.24989 | 0.24261 | 0.23554 | 0.22868 | 0.22202 | 0.21555 | 0.20928 | 0.20318 | 0.19726 | 0.19152 | 0.18594 | 0.18052 | 0.17527 | 0.17016 | 0.1652 | 0.16039 | 0.15572 | 0.15119 | 0.14678 | 0.14251 | 0.13836 | 0.13433 | 0.13041 | 0.12662 | 0.12293 | 0.11935 | 0.11587 | 0.1125 | 0.10922 | 0.10604 | 0.10295 | 0.099951 | 0.09704 | 0.094214 | 0.091916 | 0.089674 | 0.087487 | 0.085353 | 0.083271
|  | PRT_PRT_RE-DRP_ALL_ALL_Source S drought_v5 | Drought Permit: Source S (no end) | Capex | Costed Risk |  | Fixed | 2020-21: 0.042481
|  | PRT_PRT_RE-DRP_ALL_ALL_Source S drought_v5 | Drought Permit: Source S (no end) | Capex | Optimism Bias |  | Fixed | 2020-21: 0.24208
|  | PRT_PRT_RE-DRP_ALL_ALL_Source S drought_v5 | Drought Permit: Source S (no end) | Net Present Cost (NPC) |  |  | Total |  | 0.024055 | 0.046365 | 0.044797 | 0.043282 | 0.041818 | 0.040404 | 0.039038 | 0.037718 | 0.036442 | 0.03521 | 0.034019 | 0.032869 | 0.031757 | 0.030684 | 0.029646 | 0.028643 | 0.027675 | 0.026739 | 0.025835 | 0.024961 | 0.024117 | 0.023301 | 0.022513 | 0.021752 | 0.021017 | 0.020306 | 0.019619 | 0.018956 | 0.018315 | 0.017695 | 0.01718 | 0.01668 | 0.016194 | 0.015722 | 0.015264 | 0.01482 | 0.014388 | 0.013969 | 0.013562 | 0.013167 | 0.012784 | 0.012411 | 0.01205 | 0.011699 | 0.011358 | 0.011027 | 0.010706 | 0.010394 | 0.010091 | 0.0097975 | 0.0095121 | 0.0092351 | 0.0089661 | 0.0087049 | 0.0084514 | 0.0082052 | 0.0079663 | 0.0077342 | 0.007509 | 0.0072903 | 0.0070779 | 0.0068718 | 0.0066716 | 0.0064773 | 0.0062886 | 0.0061055 | 0.0059276 | 0.005755 | 0.0055874 | 0.0054246 | 0.0052666 | 0.0051132 | 0.0049643 | 0.0048197 | 0.0046793 | 0.0045652 | 0.0044539 | 0.0043452 | 0.0042392 | 0.0041359
|  | PRT_PRT_RE-DRP_ALL_ALL_Source S drought_v5 | Drought Permit: Source S (no end) | Total NPC |  |  | Total | 2019-20: 1.3452
|  | PRT_PRT_RE-OTH_ALL_ALL_neubs | Non-essential use bans | Capex |  |  | Total
|  | PRT_PRT_RE-OTH_ALL_ALL_neubs | Non-essential use bans | Opex |  |  | Total
|  | PRT_PRT_RE-OTH_ALL_ALL_neubs | Non-essential use bans | Financing Cost |  |  | Total
|  | PRT_PRT_RE-OTH_ALL_ALL_neubs | Non-essential use bans | Discount Rate |  |  | Total | [6 empty] | 0.035 | 0.035 | 0.035 | 0.035 | 0.035 | 0.035 | 0.035 | 0.035 | 0.035 | 0.035 | 0.035 | 0.035 | 0.035 | 0.035 | 0.035 | 0.035 | 0.035 | 0.035 | 0.035 | 0.035 | 0.035 | 0.035 | 0.035 | 0.035 | 0.035 | 0.035 | 0.035 | 0.035 | 0.035 | 0.035 | 0.03 | 0.03 | 0.03 | 0.03 | 0.03 | 0.03 | 0.03 | 0.03 | 0.03 | 0.03 | 0.03 | 0.03 | 0.03 | 0.03 | 0.03 | 0.03 | 0.03 | 0.03 | 0.03 | 0.03 | 0.03 | 0.03 | 0.03 | 0.03 | 0.03 | 0.03 | 0.03 | 0.03 | 0.03 | 0.03 | 0.03 | 0.03 | 0.03 | 0.03 | 0.03 | 0.03 | 0.03 | 0.03 | 0.03 | 0.03 | 0.03 | 0.03 | 0.03 | 0.03 | 0.03 | 0.025 | 0.025 | 0.025 | 0.025 | 0.025
|  | PRT_PRT_RE-OTH_ALL_ALL_neubs | Non-essential use bans | Discount Factor |  |  | Total | [6 empty] | 0.96618 | 0.93351 | 0.90194 | 0.87144 | 0.84197 | 0.8135 | 0.78599 | 0.75941 | 0.73373 | 0.70892 | 0.68495 | 0.66178 | 0.6394 | 0.61778 | 0.59689 | 0.57671 | 0.5572 | 0.53836 | 0.52016 | 0.50257 | 0.48557 | 0.46915 | 0.45329 | 0.43796 | 0.42315 | 0.40884 | 0.39501 | 0.38165 | 0.36875 | 0.35628 | 0.3459 | 0.33583 | 0.32605 | 0.31655 | 0.30733 | 0.29838 | 0.28969 | 0.28125 | 0.27306 | 0.2651 | 0.25738 | 0.24989 | 0.24261 | 0.23554 | 0.22868 | 0.22202 | 0.21555 | 0.20928 | 0.20318 | 0.19726 | 0.19152 | 0.18594 | 0.18052 | 0.17527 | 0.17016 | 0.1652 | 0.16039 | 0.15572 | 0.15119 | 0.14678 | 0.14251 | 0.13836 | 0.13433 | 0.13041 | 0.12662 | 0.12293 | 0.11935 | 0.11587 | 0.1125 | 0.10922 | 0.10604 | 0.10295 | 0.099951 | 0.09704 | 0.094214 | 0.091916 | 0.089674 | 0.087487 | 0.085353 | 0.083271
|  | PRT_PRT_RE-OTH_ALL_ALL_neubs | Non-essential use bans | Capex | Costed Risk |  | Fixed
|  | PRT_PRT_RE-OTH_ALL_ALL_neubs | Non-essential use bans | Capex | Optimism Bias |  | Fixed
|  | PRT_PRT_RE-OTH_ALL_ALL_neubs | Non-essential use bans | Net Present Cost (NPC) |  |  | Total
|  | PRT_PRT_RE-OTH_ALL_ALL_neubs | Non-essential use bans | Total NPC |  |  | Total | bar: 2019-20 to 2023-24
|  | PRT_PRT_RE-OTH_ALL_ALL_tubs | Temporary use bans | Capex |  |  | Total
|  | PRT_PRT_RE-OTH_ALL_ALL_tubs | Temporary use bans | Opex |  |  | Total
|  | PRT_PRT_RE-OTH_ALL_ALL_tubs | Temporary use bans | Financing Cost |  |  | Total
|  | PRT_PRT_RE-OTH_ALL_ALL_tubs | Temporary use bans | Discount Rate |  |  | Total | [6 empty] | 0.035 | 0.035 | 0.035 | 0.035 | 0.035 | 0.035 | 0.035 | 0.035 | 0.035 | 0.035 | 0.035 | 0.035 | 0.035 | 0.035 | 0.035 | 0.035 | 0.035 | 0.035 | 0.035 | 0.035 | 0.035 | 0.035 | 0.035 | 0.035 | 0.035 | 0.035 | 0.035 | 0.035 | 0.035 | 0.035 | 0.03 | 0.03 | 0.03 | 0.03 | 0.03 | 0.03 | 0.03 | 0.03 | 0.03 | 0.03 | 0.03 | 0.03 | 0.03 | 0.03 | 0.03 | 0.03 | 0.03 | 0.03 | 0.03 | 0.03 | 0.03 | 0.03 | 0.03 | 0.03 | 0.03 | 0.03 | 0.03 | 0.03 | 0.03 | 0.03 | 0.03 | 0.03 | 0.03 | 0.03 | 0.03 | 0.03 | 0.03 | 0.03 | 0.03 | 0.03 | 0.03 | 0.03 | 0.03 | 0.03 | 0.03 | 0.025 | 0.025 | 0.025 | 0.025 | 0.025
|  | PRT_PRT_RE-OTH_ALL_ALL_tubs | Temporary use bans | Discount Factor |  |  | Total | [6 empty] | 0.96618 | 0.93351 | 0.90194 | 0.87144 | 0.84197 | 0.8135 | 0.78599 | 0.75941 | 0.73373 | 0.70892 | 0.68495 | 0.66178 | 0.6394 | 0.61778 | 0.59689 | 0.57671 | 0.5572 | 0.53836 | 0.52016 | 0.50257 | 0.48557 | 0.46915 | 0.45329 | 0.43796 | 0.42315 | 0.40884 | 0.39501 | 0.38165 | 0.36875 | 0.35628 | 0.3459 | 0.33583 | 0.32605 | 0.31655 | 0.30733 | 0.29838 | 0.28969 | 0.28125 | 0.27306 | 0.2651 | 0.25738 | 0.24989 | 0.24261 | 0.23554 | 0.22868 | 0.22202 | 0.21555 | 0.20928 | 0.20318 | 0.19726 | 0.19152 | 0.18594 | 0.18052 | 0.17527 | 0.17016 | 0.1652 | 0.16039 | 0.15572 | 0.15119 | 0.14678 | 0.14251 | 0.13836 | 0.13433 | 0.13041 | 0.12662 | 0.12293 | 0.11935 | 0.11587 | 0.1125 | 0.10922 | 0.10604 | 0.10295 | 0.099951 | 0.09704 | 0.094214 | 0.091916 | 0.089674 | 0.087487 | 0.085353 | 0.083271
|  | PRT_PRT_RE-OTH_ALL_ALL_tubs | Temporary use bans | Capex | Costed Risk |  | Fixed
|  | PRT_PRT_RE-OTH_ALL_ALL_tubs | Temporary use bans | Capex | Optimism Bias |  | Fixed
|  | PRT_PRT_RE-OTH_ALL_ALL_tubs | Temporary use bans | Net Present Cost (NPC) |  |  | Total
|  | PRT_PRT_RE-OTH_ALL_ALL_tubs | Temporary use bans | Total NPC |  |  | Total | bar: 2019-20 to 2023-24
|  | PRT_PWE_HI-TFR_TWJ_ALL_SRN Source D-havant r 100 | SRN Source D To Havant Thicket: 100Ml/d | Capex |  |  | Total | 2030-31: 0; 2031-32: 0; 2032-33: 0; 2033-34: 0; 2034-35: 0; 2054-55: 0; 2074-75: 0; 2094-95: 0
|  | PRT_PWE_HI-TFR_TWJ_ALL_SRN Source D-havant r 100 | SRN Source D To Havant Thicket: 100Ml/d | Opex |  |  | Total | [16 empty] | 3.2168 | 3.2168 | 3.2168 | 3.2168 | 3.2168 | 3.2168 | 3.2168 | 3.2168 | 3.2168 | 3.2168 | 3.2168 | 3.2168 | 3.2168 | 3.2168 | 3.2168 | 3.2168 | 3.2168 | 3.2168 | 3.2168 | 3.2168 | 3.2168 | 3.2168 | 3.2168 | 3.2168 | 3.2168 | 3.2168 | 3.2168 | 3.2168 | 3.2168 | 3.2168 | 3.2168 | 3.2168 | 3.2168 | 3.2168 | 3.2168 | 3.2168 | 3.2168 | 3.2168 | 3.2168 | 3.2168 | 3.2168 | 3.2168 | 3.2168 | 3.2168 | 3.2168 | 3.2168 | 3.2168 | 3.2168 | 3.2168 | 3.2168 | 3.2168 | 3.2168 | 3.2168 | 3.2168 | 3.2168 | 3.2168 | 3.2168 | 3.2168 | 3.2168 | 3.2168 | 3.2168 | 3.2168 | 3.2168 | 3.2168 | 3.2168 | 3.2168 | 3.2168 | 3.2168 | 3.2168 | 3.2168 | 3.2168 | 3.2168 | 3.2168 | 3.2168 | 3.2168
|  | PRT_PWE_HI-TFR_TWJ_ALL_SRN Source D-havant r 100 | SRN Source D To Havant Thicket: 100Ml/d | Financing Cost |  |  | Total | [11 empty] | 0 | 0 | 0 | 0 | 0 | 0 | 0 | 0 | 0 | 0 | 0 | 0 | 0 | 0 | 0 | 0 | 0 | 0 | 0 | 0 | 0 | 0 | 0 | 0 | 0 | 0 | 0 | 0 | 0 | 0 | 0 | 0 | 0 | 0 | 0 | 0 | 0 | 0 | 0 | 0 | 0 | 0 | 0 | 0 | 0 | 0 | 0 | 0 | 0 | 0 | 0 | 0 | 0 | 0 | 0 | 0 | 0 | 0 | 0 | 0 | 0 | 0 | 0 | 0 | 0 | 0 | 0 | 0 | 0 | 0 | 0 | 0 | 0 | 0 | 0 | 0 | 0 | 0 | 0 | 0
|  | PRT_PWE_HI-TFR_TWJ_ALL_SRN Source D-havant r 100 | SRN Source D To Havant Thicket: 100Ml/d | Discount Rate |  |  | Total | [11 empty] | 0.035 | 0.035 | 0.035 | 0.035 | 0.035 | 0.035 | 0.035 | 0.035 | 0.035 | 0.035 | 0.035 | 0.035 | 0.035 | 0.035 | 0.035 | 0.035 | 0.035 | 0.035 | 0.035 | 0.035 | 0.035 | 0.035 | 0.035 | 0.035 | 0.035 | 0.035 | 0.035 | 0.035 | 0.035 | 0.035 | 0.03 | 0.03 | 0.03 | 0.03 | 0.03 | 0.03 | 0.03 | 0.03 | 0.03 | 0.03 | 0.03 | 0.03 | 0.03 | 0.03 | 0.03 | 0.03 | 0.03 | 0.03 | 0.03 | 0.03 | 0.03 | 0.03 | 0.03 | 0.03 | 0.03 | 0.03 | 0.03 | 0.03 | 0.03 | 0.03 | 0.03 | 0.03 | 0.03 | 0.03 | 0.03 | 0.03 | 0.03 | 0.03 | 0.03 | 0.03 | 0.03 | 0.03 | 0.03 | 0.03 | 0.03 | 0.025 | 0.025 | 0.025 | 0.025 | 0.025
|  | PRT_PWE_HI-TFR_TWJ_ALL_SRN Source D-havant r 100 | SRN Source D To Havant Thicket: 100Ml/d | Discount Factor |  |  | Total | [11 empty] | 0.96618 | 0.93351 | 0.90194 | 0.87144 | 0.84197 | 0.8135 | 0.78599 | 0.75941 | 0.73373 | 0.70892 | 0.68495 | 0.66178 | 0.6394 | 0.61778 | 0.59689 | 0.57671 | 0.5572 | 0.53836 | 0.52016 | 0.50257 | 0.48557 | 0.46915 | 0.45329 | 0.43796 | 0.42315 | 0.40884 | 0.39501 | 0.38165 | 0.36875 | 0.35628 | 0.3459 | 0.33583 | 0.32605 | 0.31655 | 0.30733 | 0.29838 | 0.28969 | 0.28125 | 0.27306 | 0.2651 | 0.25738 | 0.24989 | 0.24261 | 0.23554 | 0.22868 | 0.22202 | 0.21555 | 0.20928 | 0.20318 | 0.19726 | 0.19152 | 0.18594 | 0.18052 | 0.17527 | 0.17016 | 0.1652 | 0.16039 | 0.15572 | 0.15119 | 0.14678 | 0.14251 | 0.13836 | 0.13433 | 0.13041 | 0.12662 | 0.12293 | 0.11935 | 0.11587 | 0.1125 | 0.10922 | 0.10604 | 0.10295 | 0.099951 | 0.09704 | 0.094214 | 0.091916 | 0.089674 | 0.087487 | 0.085353 | 0.083271
|  | PRT_PWE_HI-TFR_TWJ_ALL_SRN Source D-havant r 100 | SRN Source D To Havant Thicket: 100Ml/d | Capex | Costed Risk |  | Fixed
|  | PRT_PWE_HI-TFR_TWJ_ALL_SRN Source D-havant r 100 | SRN Source D To Havant Thicket: 100Ml/d | Capex | Optimism Bias |  | Fixed | 2030-31: 0; 2031-32: 0; 2032-33: 0; 2033-34: 0; 2034-35: 0; 2054-55: 0; 2074-75: 0; 2094-95: 0
|  | PRT_PWE_HI-TFR_TWJ_ALL_SRN Source D-havant r 100 | SRN Source D To Havant Thicket: 100Ml/d | Net Present Cost (NPC) |  |  | Total | [11 empty] | 0 | 0 | 0 | 0 | 0 | 2.6168 | 2.5284 | 2.4429 | 2.3602 | 2.2804 | 2.2033 | 2.1288 | 2.0568 | 1.9873 | 1.9201 | 1.8551 | 1.7924 | 1.7318 | 1.6732 | 1.6166 | 1.562 | 1.5092 | 1.4581 | 1.4088 | 1.3612 | 1.3151 | 1.2707 | 1.2277 | 1.1862 | 1.1461 | 1.1127 | 1.0803 | 1.0488 | 1.0183 | 0.98861 | 0.95981 | 0.93186 | 0.90472 | 0.87837 | 0.85278 | 0.82794 | 0.80383 | 0.78042 | 0.75769 | 0.73562 | 0.71419 | 0.69339 | 0.67319 | 0.65359 | 0.63455 | 0.61607 | 0.59812 | 0.5807 | 0.56379 | 0.54737 | 0.53143 | 0.51595 | 0.50092 | 0.48633 | 0.47216 | 0.45841 | 0.44506 | 0.4321 | 0.41951 | 0.40729 | 0.39543 | 0.38391 | 0.37273 | 0.36187 | 0.35133 | 0.3411 | 0.33117 | 0.32152 | 0.31216 | 0.30306 | 0.29567 | 0.28846 | 0.28143 | 0.27456 | 0.26786
|  | PRT_PWE_HI-TFR_TWJ_ALL_SRN Source D-havant r 100 | SRN Source D To Havant Thicket: 100Ml/d | Total NPC |  |  | Total | 2019-20: 74.1473
|  | PRT_PWE_HI-TFR_TWJ_ALL_SRN Source D-havant r 20 | SRN Source D To Havant Thicket: 20Ml/d | Capex |  |  | Total | 2030-31: 0; 2031-32: 0; 2032-33: 0; 2033-34: 0; 2034-35: 0; 2054-55: 0; 2074-75: 0; 2094-95: 0
|  | PRT_PWE_HI-TFR_TWJ_ALL_SRN Source D-havant r 20 | SRN Source D To Havant Thicket: 20Ml/d | Opex |  |  | Total | [16 empty] | 1.4625 | 1.4625 | 1.4625 | 1.4625 | 1.4625 | 1.4625 | 1.4625 | 1.4625 | 1.4625 | 1.4625 | 1.4625 | 1.4625 | 1.4625 | 1.4625 | 1.4625 | 1.4625 | 1.4625 | 1.4625 | 1.4625 | 1.4625 | 1.4625 | 1.4625 | 1.4625 | 1.4625 | 1.4625 | 1.4625 | 1.4625 | 1.4625 | 1.4625 | 1.4625 | 1.4625 | 1.4625 | 1.4625 | 1.4625 | 1.4625 | 1.4625 | 1.4625 | 1.4625 | 1.4625 | 1.4625 | 1.4625 | 1.4625 | 1.4625 | 1.4625 | 1.4625 | 1.4625 | 1.4625 | 1.4625 | 1.4625 | 1.4625 | 1.4625 | 1.4625 | 1.4625 | 1.4625 | 1.4625 | 1.4625 | 1.4625 | 1.4625 | 1.4625 | 1.4625 | 1.4625 | 1.4625 | 1.4625 | 1.4625 | 1.4625 | 1.4625 | 1.4625 | 1.4625 | 1.4625 | 1.4625 | 1.4625 | 1.4625 | 1.4625 | 1.4625 | 1.4625
|  | PRT_PWE_HI-TFR_TWJ_ALL_SRN Source D-havant r 20 | SRN Source D To Havant Thicket: 20Ml/d | Financing Cost |  |  | Total | [11 empty] | 0 | 0 | 0 | 0 | 0 | 0 | 0 | 0 | 0 | 0 | 0 | 0 | 0 | 0 | 0 | 0 | 0 | 0 | 0 | 0 | 0 | 0 | 0 | 0 | 0 | 0 | 0 | 0 | 0 | 0 | 0 | 0 | 0 | 0 | 0 | 0 | 0 | 0 | 0 | 0 | 0 | 0 | 0 | 0 | 0 | 0 | 0 | 0 | 0 | 0 | 0 | 0 | 0 | 0 | 0 | 0 | 0 | 0 | 0 | 0 | 0 | 0 | 0 | 0 | 0 | 0 | 0 | 0 | 0 | 0 | 0 | 0 | 0 | 0 | 0 | 0 | 0 | 0 | 0 | 0
|  | PRT_PWE_HI-TFR_TWJ_ALL_SRN Source D-havant r 20 | SRN Source D To Havant Thicket: 20Ml/d | Discount Rate |  |  | Total | [11 empty] | 0.035 | 0.035 | 0.035 | 0.035 | 0.035 | 0.035 | 0.035 | 0.035 | 0.035 | 0.035 | 0.035 | 0.035 | 0.035 | 0.035 | 0.035 | 0.035 | 0.035 | 0.035 | 0.035 | 0.035 | 0.035 | 0.035 | 0.035 | 0.035 | 0.035 | 0.035 | 0.035 | 0.035 | 0.035 | 0.035 | 0.03 | 0.03 | 0.03 | 0.03 | 0.03 | 0.03 | 0.03 | 0.03 | 0.03 | 0.03 | 0.03 | 0.03 | 0.03 | 0.03 | 0.03 | 0.03 | 0.03 | 0.03 | 0.03 | 0.03 | 0.03 | 0.03 | 0.03 | 0.03 | 0.03 | 0.03 | 0.03 | 0.03 | 0.03 | 0.03 | 0.03 | 0.03 | 0.03 | 0.03 | 0.03 | 0.03 | 0.03 | 0.03 | 0.03 | 0.03 | 0.03 | 0.03 | 0.03 | 0.03 | 0.03 | 0.025 | 0.025 | 0.025 | 0.025 | 0.025
|  | PRT_PWE_HI-TFR_TWJ_ALL_SRN Source D-havant r 20 | SRN Source D To Havant Thicket: 20Ml/d | Discount Factor |  |  | Total | [11 empty] | 0.96618 | 0.93351 | 0.90194 | 0.87144 | 0.84197 | 0.8135 | 0.78599 | 0.75941 | 0.73373 | 0.70892 | 0.68495 | 0.66178 | 0.6394 | 0.61778 | 0.59689 | 0.57671 | 0.5572 | 0.53836 | 0.52016 | 0.50257 | 0.48557 | 0.46915 | 0.45329 | 0.43796 | 0.42315 | 0.40884 | 0.39501 | 0.38165 | 0.36875 | 0.35628 | 0.3459 | 0.33583 | 0.32605 | 0.31655 | 0.30733 | 0.29838 | 0.28969 | 0.28125 | 0.27306 | 0.2651 | 0.25738 | 0.24989 | 0.24261 | 0.23554 | 0.22868 | 0.22202 | 0.21555 | 0.20928 | 0.20318 | 0.19726 | 0.19152 | 0.18594 | 0.18052 | 0.17527 | 0.17016 | 0.1652 | 0.16039 | 0.15572 | 0.15119 | 0.14678 | 0.14251 | 0.13836 | 0.13433 | 0.13041 | 0.12662 | 0.12293 | 0.11935 | 0.11587 | 0.1125 | 0.10922 | 0.10604 | 0.10295 | 0.099951 | 0.09704 | 0.094214 | 0.091916 | 0.089674 | 0.087487 | 0.085353 | 0.083271
|  | PRT_PWE_HI-TFR_TWJ_ALL_SRN Source D-havant r 20 | SRN Source D To Havant Thicket: 20Ml/d | Capex | Costed Risk |  | Fixed
|  | PRT_PWE_HI-TFR_TWJ_ALL_SRN Source D-havant r 20 | SRN Source D To Havant Thicket: 20Ml/d | Capex | Optimism Bias |  | Fixed | 2030-31: 0; 2031-32: 0; 2032-33: 0; 2033-34: 0; 2034-35: 0; 2054-55: 0; 2074-75: 0; 2094-95: 0
|  | PRT_PWE_HI-TFR_TWJ_ALL_SRN Source D-havant r 20 | SRN Source D To Havant Thicket: 20Ml/d | Net Present Cost (NPC) |  |  | Total | [11 empty] | 0 | 0 | 0 | 0 | 0 | 1.1897 | 1.1495 | 1.1106 | 1.0731 | 1.0368 | 1.0017 | 0.96786 | 0.93513 | 0.90351 | 0.87295 | 0.84343 | 0.81491 | 0.78735 | 0.76073 | 0.735 | 0.71015 | 0.68613 | 0.66293 | 0.64051 | 0.61885 | 0.59792 | 0.57771 | 0.55817 | 0.53929 | 0.52106 | 0.50588 | 0.49115 | 0.47684 | 0.46295 | 0.44947 | 0.43638 | 0.42367 | 0.41133 | 0.39935 | 0.38772 | 0.37642 | 0.36546 | 0.35481 | 0.34448 | 0.33445 | 0.32471 | 0.31525 | 0.30607 | 0.29715 | 0.2885 | 0.28009 | 0.27194 | 0.26402 | 0.25633 | 0.24886 | 0.24161 | 0.23457 | 0.22774 | 0.22111 | 0.21467 | 0.20842 | 0.20235 | 0.19645 | 0.19073 | 0.18518 | 0.17978 | 0.17455 | 0.16946 | 0.16453 | 0.15973 | 0.15508 | 0.15056 | 0.14618 | 0.14192 | 0.13779 | 0.13443 | 0.13115 | 0.12795 | 0.12483 | 0.12178
|  | PRT_PWE_HI-TFR_TWJ_ALL_SRN Source D-havant r 20 | SRN Source D To Havant Thicket: 20Ml/d | Total NPC |  |  | Total | 2019-20: 33.7109
|  | PRT_PWE_HI-TFR_TWJ_ALL_SRN Source D-havant r 50 | SRN Source D To Havant Thicket: 50Ml/d | Capex |  |  | Total | 2030-31: 0; 2031-32: 0; 2032-33: 0; 2033-34: 0; 2034-35: 0; 2054-55: 0; 2074-75: 0; 2094-95: 0
|  | PRT_PWE_HI-TFR_TWJ_ALL_SRN Source D-havant r 50 | SRN Source D To Havant Thicket: 50Ml/d | Opex |  |  | Total | [16 empty] | 3.0185 | 3.0185 | 3.0185 | 3.0185 | 3.0185 | 3.0185 | 3.0185 | 3.0185 | 3.0185 | 3.0185 | 3.0185 | 3.0185 | 3.0185 | 3.0185 | 3.0185 | 3.0185 | 3.0185 | 3.0185 | 3.0185 | 3.0185 | 3.0185 | 3.0185 | 3.0185 | 3.0185 | 3.0185 | 3.0185 | 3.0185 | 3.0185 | 3.0185 | 3.0185 | 3.0185 | 3.0185 | 3.0185 | 3.0185 | 3.0185 | 3.0185 | 3.0185 | 3.0185 | 3.0185 | 3.0185 | 3.0185 | 3.0185 | 3.0185 | 3.0185 | 3.0185 | 3.0185 | 3.0185 | 3.0185 | 3.0185 | 3.0185 | 3.0185 | 3.0185 | 3.0185 | 3.0185 | 3.0185 | 3.0185 | 3.0185 | 3.0185 | 3.0185 | 3.0185 | 3.0185 | 3.0185 | 3.0185 | 3.0185 | 3.0185 | 3.0185 | 3.0185 | 3.0185 | 3.0185 | 3.0185 | 3.0185 | 3.0185 | 3.0185 | 3.0185 | 3.0185
|  | PRT_PWE_HI-TFR_TWJ_ALL_SRN Source D-havant r 50 | SRN Source D To Havant Thicket: 50Ml/d | Financing Cost |  |  | Total | [11 empty] | 0 | 0 | 0 | 0 | 0 | 0 | 0 | 0 | 0 | 0 | 0 | 0 | 0 | 0 | 0 | 0 | 0 | 0 | 0 | 0 | 0 | 0 | 0 | 0 | 0 | 0 | 0 | 0 | 0 | 0 | 0 | 0 | 0 | 0 | 0 | 0 | 0 | 0 | 0 | 0 | 0 | 0 | 0 | 0 | 0 | 0 | 0 | 0 | 0 | 0 | 0 | 0 | 0 | 0 | 0 | 0 | 0 | 0 | 0 | 0 | 0 | 0 | 0 | 0 | 0 | 0 | 0 | 0 | 0 | 0 | 0 | 0 | 0 | 0 | 0 | 0 | 0 | 0 | 0 | 0
|  | PRT_PWE_HI-TFR_TWJ_ALL_SRN Source D-havant r 50 | SRN Source D To Havant Thicket: 50Ml/d | Discount Rate |  |  | Total | [11 empty] | 0.035 | 0.035 | 0.035 | 0.035 | 0.035 | 0.035 | 0.035 | 0.035 | 0.035 | 0.035 | 0.035 | 0.035 | 0.035 | 0.035 | 0.035 | 0.035 | 0.035 | 0.035 | 0.035 | 0.035 | 0.035 | 0.035 | 0.035 | 0.035 | 0.035 | 0.035 | 0.035 | 0.035 | 0.035 | 0.035 | 0.03 | 0.03 | 0.03 | 0.03 | 0.03 | 0.03 | 0.03 | 0.03 | 0.03 | 0.03 | 0.03 | 0.03 | 0.03 | 0.03 | 0.03 | 0.03 | 0.03 | 0.03 | 0.03 | 0.03 | 0.03 | 0.03 | 0.03 | 0.03 | 0.03 | 0.03 | 0.03 | 0.03 | 0.03 | 0.03 | 0.03 | 0.03 | 0.03 | 0.03 | 0.03 | 0.03 | 0.03 | 0.03 | 0.03 | 0.03 | 0.03 | 0.03 | 0.03 | 0.03 | 0.03 | 0.025 | 0.025 | 0.025 | 0.025 | 0.025
|  | PRT_PWE_HI-TFR_TWJ_ALL_SRN Source D-havant r 50 | SRN Source D To Havant Thicket: 50Ml/d | Discount Factor |  |  | Total | [11 empty] | 0.96618 | 0.93351 | 0.90194 | 0.87144 | 0.84197 | 0.8135 | 0.78599 | 0.75941 | 0.73373 | 0.70892 | 0.68495 | 0.66178 | 0.6394 | 0.61778 | 0.59689 | 0.57671 | 0.5572 | 0.53836 | 0.52016 | 0.50257 | 0.48557 | 0.46915 | 0.45329 | 0.43796 | 0.42315 | 0.40884 | 0.39501 | 0.38165 | 0.36875 | 0.35628 | 0.3459 | 0.33583 | 0.32605 | 0.31655 | 0.30733 | 0.29838 | 0.28969 | 0.28125 | 0.27306 | 0.2651 | 0.25738 | 0.24989 | 0.24261 | 0.23554 | 0.22868 | 0.22202 | 0.21555 | 0.20928 | 0.20318 | 0.19726 | 0.19152 | 0.18594 | 0.18052 | 0.17527 | 0.17016 | 0.1652 | 0.16039 | 0.15572 | 0.15119 | 0.14678 | 0.14251 | 0.13836 | 0.13433 | 0.13041 | 0.12662 | 0.12293 | 0.11935 | 0.11587 | 0.1125 | 0.10922 | 0.10604 | 0.10295 | 0.099951 | 0.09704 | 0.094214 | 0.091916 | 0.089674 | 0.087487 | 0.085353 | 0.083271
|  | PRT_PWE_HI-TFR_TWJ_ALL_SRN Source D-havant r 50 | SRN Source D To Havant Thicket: 50Ml/d | Capex | Costed Risk |  | Fixed
|  | PRT_PWE_HI-TFR_TWJ_ALL_SRN Source D-havant r 50 | SRN Source D To Havant Thicket: 50Ml/d | Capex | Optimism Bias |  | Fixed | 2030-31: 0; 2031-32: 0; 2032-33: 0; 2033-34: 0; 2034-35: 0; 2054-55: 0; 2074-75: 0; 2094-95: 0
|  | PRT_PWE_HI-TFR_TWJ_ALL_SRN Source D-havant r 50 | SRN Source D To Havant Thicket: 50Ml/d | Net Present Cost (NPC) |  |  | Total | [11 empty] | 0 | 0 | 0 | 0 | 0 | 2.4556 | 2.3725 | 2.2923 | 2.2148 | 2.1399 | 2.0675 | 1.9976 | 1.93 | 1.8648 | 1.8017 | 1.7408 | 1.6819 | 1.625 | 1.5701 | 1.517 | 1.4657 | 1.4161 | 1.3682 | 1.322 | 1.2773 | 1.2341 | 1.1923 | 1.152 | 1.1131 | 1.0754 | 1.0441 | 1.0137 | 0.98417 | 0.95551 | 0.92768 | 0.90066 | 0.87442 | 0.84895 | 0.82423 | 0.80022 | 0.77691 | 0.75428 | 0.73232 | 0.71099 | 0.69028 | 0.67017 | 0.65065 | 0.6317 | 0.6133 | 0.59544 | 0.5781 | 0.56126 | 0.54491 | 0.52904 | 0.51363 | 0.49867 | 0.48415 | 0.47005 | 0.45635 | 0.44306 | 0.43016 | 0.41763 | 0.40547 | 0.39366 | 0.38219 | 0.37106 | 0.36025 | 0.34976 | 0.33957 | 0.32968 | 0.32008 | 0.31076 | 0.3017 | 0.29292 | 0.28439 | 0.27745 | 0.27068 | 0.26408 | 0.25764 | 0.25136
|  | PRT_PWE_HI-TFR_TWJ_ALL_SRN Source D-havant r 50 | SRN Source D To Havant Thicket: 50Ml/d | Total NPC |  |  | Total | 2019-20: 69.5772
|  | PRT_SRN Source A-Source A p | SRN Source A to Source A | Capex |  |  | Total | 2025-26: 4.4313; 2026-27: 4.4313; 2027-28: 4.4313; 2028-29: 4.4313; 2029-30: 4.4313; 2049-50: 4.2024; 2069-70: 4.2024; 2089-90: 5.9189
|  | PRT_SRN Source A-Source A p | SRN Source A to Source A | Opex |  |  | Total | [11 empty] | 0.3588 | 0.3588 | 0.3588 | 0.3588 | 0.3588 | 0.3588 | 0.3588 | 0.3588 | 0.3588 | 0.3588 | 0.3588 | 0.3588 | 0.3588 | 0.3588 | 0.3588 | 0.3588 | 0.3588 | 0.3588 | 0.3588 | 0.3588 | 0.3588 | 0.3588 | 0.3588 | 0.3588 | 0.3588 | 0.3588 | 0.3588 | 0.3588 | 0.3588 | 0.3588 | 0.3588 | 0.3588 | 0.3588 | 0.3588 | 0.3588 | 0.3588 | 0.3588 | 0.3588 | 0.3588 | 0.3588 | 0.3588 | 0.3588 | 0.3588 | 0.3588 | 0.3588 | 0.3588 | 0.3588 | 0.3588 | 0.3588 | 0.3588 | 0.3588 | 0.3588 | 0.3588 | 0.3588 | 0.3588 | 0.3588 | 0.3588 | 0.3588 | 0.3588 | 0.3588 | 0.3588 | 0.3588 | 0.3588 | 0.3588 | 0.3588 | 0.3588 | 0.3588 | 0.3588 | 0.3588 | 0.3588 | 0.3588 | 0.3588 | 0.3588 | 0.3588 | 0.3588
|  | PRT_SRN Source A-Source A p | SRN Source A to Source A | Financing Cost |  |  | Total | [6 empty] | 0.093164 | 0.27949 | 0.46582 | 0.65215 | 0.83848 | 1.5008 | 1.4839 | 1.4671 | 1.4502 | 1.4333 | 1.4165 | 1.3996 | 1.3827 | 1.3659 | 1.349 | 1.3321 | 1.3153 | 1.2984 | 1.2816 | 1.2647 | 1.2478 | 1.231 | 1.2141 | 1.1972 | 1.2687 | 1.3402 | 1.3233 | 1.3065 | 1.2896 | 1.2727 | 1.2559 | 1.239 | 1.2221 | 1.2053 | 1.1884 | 1.1715 | 1.1547 | 1.1378 | 1.1209 | 1.1041 | 1.0872 | 1.0703 | 1.0535 | 1.0366 | 1.1081 | 1.1796 | 1.1627 | 1.1459 | 1.129 | 1.1121 | 1.0953 | 1.0784 | 1.0615 | 1.0447 | 1.0278 | 1.0109 | 0.99406 | 0.97719 | 0.96033 | 0.94346 | 0.9266 | 0.90973 | 0.89287 | 0.876 | 0.98357 | 1.0911 | 1.0743 | 1.0574 | 1.0405 | 1.0237 | 1.0068 | 0.98995 | 0.97309 | 0.95622 | 0.93935 | 0.92249 | 0.90562 | 0.88876 | 0.87189 | 0.85503
|  | PRT_SRN Source A-Source A p | SRN Source A to Source A | Discount Rate |  |  | Total | [6 empty] | 0.035 | 0.035 | 0.035 | 0.035 | 0.035 | 0.035 | 0.035 | 0.035 | 0.035 | 0.035 | 0.035 | 0.035 | 0.035 | 0.035 | 0.035 | 0.035 | 0.035 | 0.035 | 0.035 | 0.035 | 0.035 | 0.035 | 0.035 | 0.035 | 0.035 | 0.035 | 0.035 | 0.035 | 0.035 | 0.035 | 0.03 | 0.03 | 0.03 | 0.03 | 0.03 | 0.03 | 0.03 | 0.03 | 0.03 | 0.03 | 0.03 | 0.03 | 0.03 | 0.03 | 0.03 | 0.03 | 0.03 | 0.03 | 0.03 | 0.03 | 0.03 | 0.03 | 0.03 | 0.03 | 0.03 | 0.03 | 0.03 | 0.03 | 0.03 | 0.03 | 0.03 | 0.03 | 0.03 | 0.03 | 0.03 | 0.03 | 0.03 | 0.03 | 0.03 | 0.03 | 0.03 | 0.03 | 0.03 | 0.03 | 0.03 | 0.025 | 0.025 | 0.025 | 0.025 | 0.025
|  | PRT_SRN Source A-Source A p | SRN Source A to Source A | Discount Factor |  |  | Total | [6 empty] | 0.96618 | 0.93351 | 0.90194 | 0.87144 | 0.84197 | 0.8135 | 0.78599 | 0.75941 | 0.73373 | 0.70892 | 0.68495 | 0.66178 | 0.6394 | 0.61778 | 0.59689 | 0.57671 | 0.5572 | 0.53836 | 0.52016 | 0.50257 | 0.48557 | 0.46915 | 0.45329 | 0.43796 | 0.42315 | 0.40884 | 0.39501 | 0.38165 | 0.36875 | 0.35628 | 0.3459 | 0.33583 | 0.32605 | 0.31655 | 0.30733 | 0.29838 | 0.28969 | 0.28125 | 0.27306 | 0.2651 | 0.25738 | 0.24989 | 0.24261 | 0.23554 | 0.22868 | 0.22202 | 0.21555 | 0.20928 | 0.20318 | 0.19726 | 0.19152 | 0.18594 | 0.18052 | 0.17527 | 0.17016 | 0.1652 | 0.16039 | 0.15572 | 0.15119 | 0.14678 | 0.14251 | 0.13836 | 0.13433 | 0.13041 | 0.12662 | 0.12293 | 0.11935 | 0.11587 | 0.1125 | 0.10922 | 0.10604 | 0.10295 | 0.099951 | 0.09704 | 0.094214 | 0.091916 | 0.089674 | 0.087487 | 0.085353 | 0.083271
|  | PRT_SRN Source A-Source A p | SRN Source A to Source A | Capex | Costed Risk |  | Fixed
|  | PRT_SRN Source A-Source A p | SRN Source A to Source A | Capex | Optimism Bias |  | Fixed | 2025-26: 1.9498; 2026-27: 1.9498; 2027-28: 1.9498; 2028-29: 1.9498; 2029-30: 1.9498; 2049-50: 1.8491; 2069-70: 1.8491; 2089-90: 2.6043
|  | PRT_SRN Source A-Source A p | SRN Source A to Source A | Net Present Cost (NPC) |  |  | Total | [6 empty] | 0.090014 | 0.26091 | 0.42014 | 0.56831 | 0.70598 | 1.5128 | 1.4484 | 1.3866 | 1.3273 | 1.2705 | 1.216 | 1.1637 | 1.1136 | 1.0655 | 1.0194 | 0.97518 | 0.93281 | 0.89218 | 0.85324 | 0.81591 | 0.78013 | 0.74584 | 0.71297 | 0.68147 | 0.68868 | 0.69461 | 0.66446 | 0.63556 | 0.60784 | 0.58128 | 0.55852 | 0.53658 | 0.51546 | 0.4951 | 0.4755 | 0.45662 | 0.43843 | 0.42092 | 0.40406 | 0.38782 | 0.37218 | 0.35712 | 0.34263 | 0.32868 | 0.33545 | 0.34155 | 0.32797 | 0.31489 | 0.30229 | 0.29016 | 0.27848 | 0.26723 | 0.2564 | 0.24598 | 0.23594 | 0.22629 | 0.21699 | 0.20804 | 0.19943 | 0.19115 | 0.18318 | 0.17551 | 0.16813 | 0.16104 | 0.16997 | 0.17824 | 0.17103 | 0.1641 | 0.15742 | 0.15099 | 0.14481 | 0.13885 | 0.13312 | 0.12761 | 0.1223 | 0.11777 | 0.11339 | 0.10915 | 0.10504 | 0.10108
|  | PRT_SRN Source A-Source A p | SRN Source A to Source A | Total NPC |  |  | Total | 2019-20: 39.0518
Table 5b: WC Level - Option Level Unit Cost Profile Table
| Table Instruction | Option ID | Option Name | Cost Metric (£m) | Cost Sub-metric (£m) | Asset Life: Estimated average number of years an asset is considered useable before its value is fully depreciated. |  | 2019-20 | 2020-21 | 2021-22 | 2022-23 | 2023-24 | 2024-25 | 2025-26 | 2026-27 | 2027-28 | 2028-29 | 2029-30 | 2030-31 | 2031-32 | 2032-33 | 2033-34 | 2034-35 | 2035-36 | 2036-37 | 2037-38 | 2038-39 | 2039-40 | 2040-41 | 2041-42 | 2042-43 | 2043-44 | 2044-45 | 2045-46 | 2046-47 | 2047-48 | 2048-49 | 2049-50 | 2050-51 | 2051-52 | 2052-53 | 2053-54 | 2054-55 | 2055-56 | 2056-57 | 2057-58 | 2058-59 | 2059-60 | 2060-61 | 2061-62 | 2062-63 | 2063-64 | 2064-65 | 2065-66 | 2066-67 | 2067-68 | 2068-69 | 2069-70 | 2070-71 | 2071-72 | 2072-73 | 2073-74 | 2074-75 | 2075-76 | 2076-77 | 2077-78 | 2078-79 | 2079-80 | 2080-81 | 2081-82 | 2082-83 | 2083-84 | 2084-85 | 2085-86 | 2086-87 | 2087-88 | 2088-89 | 2089-90 | 2090-91 | 2091-92 | 2092-93 | 2093-94 | 2094-95 | 2095-96 | 2096-97 | 2097-98 | 2098-99 | 2099-100 | 2100-01 | 2101-02 | 2102-03 | 2103-04 | 2104-05
| Complete for all options >£100m (Feasible and preferred) | PRT_PRT_EF-LKR_ALL_ALL_leakage_alc_med | Leakage reduction - Active Leakage Control - Medium | Opex | Cost |  | Fixed | [6 empty] | 2.2776 | 2.3919 | 2.4991 | 2.6032 | 2.7043 | 2.8304 | 2.8099 | 3.0453 | 3.0218 | 3.2199 | 3.3025 | 3.3821 | 3.5649 | 3.6368 | 3.8088 | 3.9746 | 4.0343 | 4.1894 | 4.3384 | 4.4812 | 4.6179 | 4.7485 | 4.8729 | 4.8729 | 4.8729 | 4.8729 | 4.8729 | 4.8729 | 4.8729 | 4.8729 | 4.8729 | 4.8729 | 4.8729 | 4.8729 | 4.8729 | 4.8729 | 4.8729 | 4.8729 | 4.8729 | 4.8729 | 4.8729 | 4.8729 | 4.8729 | 4.8729 | 4.8729 | 4.8729 | 4.8729 | 4.8729 | 4.8729 | 4.8729 | 4.8729 | 4.8729 | 4.8729 | 4.8729 | 4.8729 | 4.8729 | 4.8729 | 4.8729 | 4.8729 | 4.8729 | 4.8729 | 4.8729 | 4.8729 | 4.8729 | 4.8729 | 4.8729 | 4.8729 | 4.8729 | 4.8729 | 4.8729 | 4.8729 | 4.8729 | 4.8729 | 4.8729 | 4.8729
|  | PRT_PRT_EF-LKR_ALL_ALL_leakage_alc_med | Leakage reduction - Active Leakage Control - Medium | Capex | Other Non-Depreciating Assets (Non depreciating) |  | Fixed | [6 empty] | 0.55899 | 0.59498 | 0.60442 | 0.61387 | 0.62331 | 0.62331 | 0.62331 | 0.62857 | 0.62857 | 0.63908 | 0.64433 | 0.64959 | 0.6601 | 0.66536 | 0.67587 | 0.68638 | 0.69163 | 0.70215 | 0.71266 | 0.72317 | 0.73368 | 0.74419 | 1.1964 | 1.3681 | 1.2945 | 0.90193 | 0.85285 | 0.87739 | 0.87739 | 0.90193 | 0.85285 | 0.87739 | 0.87739 | 0.85285 | 0.90193 | 0.85285 | 0.90193 | 0.85285 | 0.87739 | 0.85285 | 0.90193 | 0.85285 | 0.87739 | 0.87739 | 0.85285 | 0.87739 | 0.87739 | 0.87739 | 0.85285 | 0.87739 | 0.85285 | 0.87739 | 0.87739 | 0.85285 | 0.87739 | 0.87739 | 0.85285 | 0.85285 | 0.87739 | 0.87739 | 0.85285 | 0.85285 | 0.87739 | 0.87739 | 0.85285 | 0.85285 | 0.87739 | 0.85285 | 0.85285 | 0.87739 | 0.85285 | 0.87739 | 0.85285 | 0.85285 | 0.87739
Freeform row 1
Freeform row 2
Freeform row x
| Water Company | Portsmouth Water | Version
Table 5c: Financing Cost - Worked Example
Inputs
| [A] | Discount Rate | 3.5%
| [B] | WACC | 2.92%
| [C] | Asset Life | 5
| [D] | Year 1 capex | 1000
| [E] | Depreciation Factor | 0.2
|  |  |  | 1 | 2 | 3 | 4 | 2019-20: 5
|  |  |  | Year 1 | Year 2 | Year 3 | Year 4 | 2019-20: Year 5; 2021-22: Calculation
| [F] | Discount Factor |  | 0.96618 | 0.93351 | 0.90194 | 0.87144 | 2019-20: 0.84197; 2021-22: 1 / [(1 + [A]) ^ t ]
Worked Example | bar: 2019-20
|  |  | Unit | Year 1 | Year 2 | Year 3 | Year 4 | 2019-20: Year 5
| [G] | RCV at start of year | £000s | 1000 | 800 | 600 | 400 | 2019-20: 200; 2021-22: =[I]t-1 for t > 1
| [H] | Depreciation | £000s | 200 | 200 | 200 | 200 | 2019-20: 200; 2021-22: [G] x [E]
| [I] | RCV at end of year | £000s | 800 | 600 | 400 | 200 | 2019-20: 0; 2021-22: [G]-[H]
| [J] | Mid-year RCV | £000s | 900 | 700 | 500 | 300 | 2019-20: 100; 2021-22: AVERAGE [G],[I]
| [K] | Financing Cost | £000s | 226.28 | 220.44 | 214.6 | 208.76 | 2019-20: 202.92; 2021-22: ( [J] x [B]) + [H]
| [L] | Discounted Financing Cost | £000s | 218.628 | 205.7831 | 193.5569 | 181.9223 | 2019-20: 170.8532; 2021-22: [K] x [F]
| [M] | NPV Financing Cost | £000s | 970.7435 |  |  |  | 2021-22: ∑ [L]
To calculate financing costs as a stream of annual costs over the life of the option, follow an approach based on the Regulated Capital Value and Net Book Value (NBV) of capital assets. In this approach, the full NBV of an asset is added to the RCV at the start of the first year of the period, and is reduced incrementally by a constant amount in each subsequent year to zero as its value depreciates, giving an annual "net capital value". If the asset is renewed at the end of its useful life, the full NBV is incurred again and the depreciation cycle renews. Annual financing costs are calculated by applying the WACC to the annual net capital value amount (the RCV adjusted for depreciation), and adding back depreciation. These annual financing costs are then discounted using the standard declining long-term discount rate (STPR) reported in the HM Treasury Green Book. The worked example shows the calculation for an asset with an NBV of £1,000 and an asset life of five years, depreciating at a constant rate of £200,000 per year. In Year 1, the average net capital value is £900,000 after adjusting for depreciation. The financing cost is calculated by applying the WACC (2.92% in this example) to the £900,000 and then adding back depreciation, resulting in a total of £226,000. That financing cost is then discounted using the discount rate (in this case, 3.5% for all five years - the rate will change for longer time horizons as per Green Book guidance), and the sum of the stream of discounted costs results in a total NPV of financing costs of £971,000. Note that the NPV will be lower when the discount rate is greater than the WACC.
Note: Price base is 2020/21
Note: No optimism bias calcuated for demand options
Note: No NPC for Government Led demand management options or TUBs and NEUBs as there are assumed to be no water company related costs for these options.

## 6. Drought Plan Links
PWSPRT
Water Company | Portsmouth Water | Version
WRZ | PWSPRT | jet-20240206-190500-st-hybrid-dy-w1-tree16.05-options-v67-gov-led-hybridcp2-ppp5-pwh15-har2-twd14-no-force-kni-no-force-less-2075-fix-bvp¦Situation 4
Table 6: WRZ Level - Drought Plan Links | Back to top of sheet | [6 empty] | Deployable Output Benefit (Ml/d) under Drought Severity of ~ 1 in 500 (0.2% chance in any given year) | [6 empty] | Deployable Output Benefit (Ml/d) under Drought Severity of 1 in 200 (0.5% chance in any given year) | [6 empty] | Deployable Output Benefit (Ml/d) under Worst Historic Drought Scenario (1976: 1 in 50) | [6 empty] | Deployable Output Benefit (Ml/d) under Additional drought scenario - Drought Severity 1 in 100 (1% chance in any given year)
Row Ref | Drought Measure | Description | Type | Drought Plan Reference(s) | Included in FP scenario? Y or N | Unit | Decimal places | Base year | 2024-25 | 2029-30 | 2034-35 | 2039-40 | 2044-45 | 2049-50 | Base Year | 2024-25 | 2029-30 | 2034-35 | 2039-40 | 2044-45 | 2049-50 | Base Year | 2024-25 | 2029-30 | 2034-35 | 2039-40 | 2044-45 | 2049-50 | Baseline | 2024-25 | 2029-30 | 2034-35 | 2039-40 | 2044-45 | 2049-50
1FPD | Appeals for restraint | n/a | Demand Side |  |  | Ml/d | 2 | 0 | 0 | 0 | 0 | 0 | 0 | 0 | 0 | 0 | 0 | 0 | 0 | 0 | 0 | 0 | 0 | 0 | 0 | 0 | 0 | 0 | 0 | 0 | 0 | 0 | 0 | 0 | 0
2FPD | Licensed drought only sources | n/a | Supply Side |  |  | Ml/d | 2 | 0 | 0 | 0 | 0 | 0 | 0 | 0 | 0 | 0 | 0 | 0 | 0 | 0 | 0 | 0 | 0 | 0 | 0 | 0 | 0 | 0 | 0 | 0 | 0 | 0 | 0 | 0 | 0
3FPD | Other level 1 drought measures | n/a |  |  |  | Ml/d | 2 | 0 | 0 | 0 | 0 | 0 | 0 | 0 | 0 | 0 | 0 | 0 | 0 | 0 | 0 | 0 | 0 | 0 | 0 | 0 | 0 | 0 | 0 | 0 | 0 | 0 | 0 | 0 | 0
4FPD | Temporary Use Bans | 7.2% demand saving of Total Consumption when a Temporary Use Ban is implemented | Demand Side | Temporary use bans: Appendix E and p34-37 | Y | Ml/d | 2 | 13.5 | 13.5 | 13.5 | 13.5 | 13.5 | 13.5 | 13.5 | 13.4 | 13.4 | 13.4 | 13.4 | 13.4 | 13.4 | 13.4 | 3.6 | 3.6 | 3.6 | 3.6 | 3.6 | 3.6 | 3.6 | 7.6 | 7.6 | 7.6 | 7.6 | 7.6 | 7.6 | 7.6
5FPD | Level 2 Drought Permits/Orders | n/a | Supply Side |  |  | Ml/d | 2 | 0 | 0 | 0 | 0 | 0 | 0 | 0 | 0 | 0 | 0 | 0 | 0 | 0 | 0 | 0 | 0 | 0 | 0 | 0 | 0 | 0 | 0 | 0 | 0 | 0 | 0 | 0 | 0
6FPD | Other level 2 drought measures | n/a | Supply Side |  |  | Ml/d | 2 | 0 | 0 | 0 | 0 | 0 | 0 | 0 | 0 | 0 | 0 | 0 | 0 | 0 | 0 | 0 | 0 | 0 | 0 | 0 | 0 | 0 | 0 | 0 | 0 | 0 | 0 | 0 | 0
7FPD | Non Essential Use Bans | 4.7% demand saving of Total Consumption when a Non-Essential Use Ban is implemented | Demand Side | Non-essential use bans: Appendix E and p37-39 | Y | Ml/d | 2 | 5.3 | 5.3 | 5.3 | 5.3 | 5.3 | 5.3 | 5.3 | 1.4 | 1.4 | 1.4 | 1.4 | 1.4 | 1.4 | 1.4 | 0 | 0 | 0 | 0 | 0 | 0 | 0 | 0 | 0 | 0 | 0 | 0 | 0 | 0
8FPD | Level 3 Drought Permits/Orders | Drought Permit: Source S (to 2041) | Supply Side | Drought Permit: Source S (to 2041): 'North Arundel' p42-48 | Y | Ml/d | 2 | 3.4 | 3.4 | 3.4 | 3.4 | 3.4 | 0 | 0 | 3.8 | 3.8 | 3.8 | 3.8 | 3.8 | 0 | 0 | 0 | 0 | 0 | 0 | 0 | 0 | 0 | 3.8 | 3.8 | 3.8 | 3.8 | 3.8 | 0 | 0
9FPD | Other level 3 drought measures | n/a |  |  |  | Ml/d | 2 | 0 | 0 | 0 | 0 | 0 | 0 | 0 | 0 | 0 | 0 | 0 | 0 | 0 | 0 | 0 | 0 | 0 | 0 | 0 | 0 | 0 | 0 | 0 | 0 | 0 | 0 | 0 | 0
10FPD | TOTAL BENEFIT | Combined benefit from above drought measures for the drought scenario |  |  |  | Ml/d | 2 | 22.2 | 22.2 | 22.2 | 22.2 | 22.2 | 18.8 | 18.8 | 18.6 | 18.6 | 18.6 | 18.6 | 18.6 | 14.8 | 14.8 | 3.6 | 3.6 | 3.6 | 3.6 | 3.6 | 3.6 | 3.6 | 11.4 | 11.4 | 11.4 | 11.4 | 11.4 | 7.6 | 7.6
Row Ref | Component | Derivation |  |  |  | Unit | Decimal places | Base Year | 2024-25 | 2029-30 | 2034-35 | 2039-40 | 2044-45 | 2049-50 | Base Year | 2024-25 | 2029-30 | 2034-35 | 2039-40 | 2044-45 | 2049-50 | Base Year | 2024-25 | 2029-30 | 2034-35 | 2039-40 | 2044-45 | 2049-50 | Base Year | 2024-25 | 2029-30 | 2034-35 | 2039-40 | 2044-45 | 2049-50
11.1FPD | Distribution Input Adjustment | Drought Demand Enhancement - for specific drought event (where applicable) |  |  |  | Ml/d | 2 |  | 0 | 0 | 0 | 0 | 0 | 0 |  | 0 | 0 | 0 | 0 | 0 | 0 |  | 0 | 0 | 0 | 0 | 0 | 0 |  | 0 | 0 | 0 | 0 | 0 | 0
11FPD | Distribution Input | 45FP + 11.1FPD |  |  |  | Ml/d | 2 |  | 178.3425 | 165.7658 | 148.9522 | 141.3471 | 137.7952 | 136.1283 |  | 0 | 0 | 0 | 0 | 0 | 0 |  | 0 | 0 | 0 | 0 | 0 | 0 |  | 0 | 0 | 0 | 0 | 0 | 0
12FPD | Water Available For Use (own sources) | 10FP - 7.5FP + 10FPD |  |  |  | Ml/d | 2 |  | 212.6574 | 211.9965 | 216.0521 | 175.5164 | 183.762 | 155.4075 |  | 0 | 0 | 0 | 0 | 0 | 0 |  | 0 | 0 | 0 | 0 | 0 | 0 |  | 0 | 0 | 0 | 0 | 0 | 0
13.1FPD | Import (+ve) and Export (-ve) Drought Adjustment | Drought Import/Export Adjustment for specific drought event (where applicable) |  |  |  | Ml/d | 2 |  | 0 | 0 | 0 | 0 | 0 | 0 |  | 0 | 0 | 0 | 0 | 0 | 0 |  | 0 | 0 | 0 | 0 | 0 | 0 |  | 0 | 0 | 0 | 0 | 0 | 0
13FPD | Total Water Available For Use | 12FPD + sum(2FP:5FP) + 13.1FPD |  |  |  | Ml/d | 2 |  | 195.5648 | 179.9039 | 152.4742 | 143.5309 | 139.4738 | 137.4115 |  | 0 | 0 | 0 | 0 | 0 | 0 |  | 0 | 0 | 0 | 0 | 0 | 0 |  | 0 | 0 | 0 | 0 | 0 | 0
16FPD | Target Headroom | 48FP |  |  |  | Ml/d | 2 |  | 4.96 | 5.15 | 3.522 | 2.1838 | 1.6786 | 1.2832 |  | 0 | 0 | 0 | 0 | 0 | 0 |  | 0 | 0 | 0 | 0 | 0 | 0 |  | 0 | 0 | 0 | 0 | 0 | 0
16.1FPD | Target Headroom Adjustment | Target headroom adjustment for specific drought event (where applicable) |  |  |  | Ml/d | 2 |  | 0 | 0 | 0 | 0 | 0 | 0 |  | 0 | 0 | 0 | 0 | 0 | 0 |  | 0 | 0 | 0 | 0 | 0 | 0 |  | 0 | 0 | 0 | 0 | 0 | 0
17FPD | Available Headroom | 13FPD - 11FPD |  |  |  | Ml/d | 2 |  | 17.2223 | 14.1381 | 3.522 | 2.1838 | 1.6786 | 1.2832 |  | 0 | 0 | 0 | 0 | 0 | 0 |  | 0 | 0 | 0 | 0 | 0 | 0 |  | 0 | 0 | 0 | 0 | 0 | 0
18FPD | Supply Demand Balance | 17FPD - (16FPD + 16.1FPD) |  |  |  | Ml/d | 2 |  | 12.2623 | 8.9881 | 0 | 0 | 0 | 0 |  | 0 | 0 | 0 | 0 | 0 | 0 |  | 0 | 0 | 0 | 0 | 0 | 0 |  | 0 | 0 | 0 | 0 | 0 | 0

## 7. Adaptive Programmes
Water Company | Portsmouth Water | Programme: | Alternative Plan 1 | WRZ(s) impacted | PWSPRT | Planning Scenario | DYAA - 1 in 500 |  | Back to title page
Description of key triggers for alternative programme activation | Growth Scenario 2039/40: BL_H_Plan -> Max Growth Scenario 2034/35: BL_H_Plan -> Oxcam1a
Monitoring and triggering of alternative programme | See Appendix 10A | [10 empty] | Insert figure to represent your adaptive programmes here if applicable
Option differences to preferred (most likely) programme
NPV cost associated with programme (£m) | 333.2978 | Likelihood | 11.11% | Earliest expected trigger year | 2034/35 | Version | jet-20240206-190500-st-hybrid-dy-w1-tree16.05-options-v67-gov-led-hybridcp2-ppp5-pwh15-har2-twd14-no-force-kni-no-force-less-2075-fix-bvp¦Situation 1
Table 7a: WC level - Alternative Programme Alternative Plan 1 Baseline SDB | [10 empty] | 5 Year totals
WRMP24 Reference | BL SDB Component | Unit |  | Decimal places | 2024/25 | 2025/26 | 2026/27 | 2027/28 | 2028/29 | 2029/30 | 2034/35 | 2039/40 | 2044/45 | 2049/50 | 2054/55 | 2059/60 | 2064/65 | 2069/70 | 2074/75 | 2079/80 | 2084/85 | 2089/90 | 2094/95 | 2099/100
AP1BL | Distribution Input | Ml/d |  | 2 | 179.03 | 180.21 | 181.19 | 182.67 | 183.62 | 185.09 | 188.82 | 192.54 | 196.14 | 199.53 | 202.67 | 205.56 | 208.48 | 211.67 | 214.52
AP2BL | Total Water Available For Use | Ml/d |  | 2 | 151.2078 | 151.1327 | 166.0577 | 165.9826 | 165.9076 | 180.6325 | 160.6737 | 128.6464 | 100.292 | 71.9375 | 71.1319 | 70.3263 | 69.5206 | 68.715 | 67.9094
AP3BL | Target Headroom | Ml/d |  | 2 | 4.9589 | 4.9815 | 4.7662 | 5.0396 | 5.0663 | 5.1512 | 3.9912 | 2.6136 | 2.084 | 1.6689 | 1.4765 | 1.578 | 1.5438 | 1.4434 | 1.3238
AP5BL | Supply Demand Balance | Ml/d |  | 2 | -32.7811 | -34.0588 | -19.8985 | -21.727 | -22.7787 | -9.6087 | -32.1375 | -66.5071 | -97.932 | -129.2614 | -133.0146 | -136.8118 | -140.5032 | -144.3984 | -147.9344
Table 7b: WC level - Alternative Programme Alternative Plan 1 Final Plan SDB |  |  |  |  | 5 Year totals 2034/35: 5 Year totals
WRMP24 Reference | FP SDB Component | Unit |  | Decimal places | 2024/25 | 2025/26 | 2026/27 | 2027/28 | 2028/29 | 2029/30 | 2034/35 | 2039/40 | 2044/45 | 2049/50 | 2054/55 | 2059/60 | 2064/65 | 2069/70 | 2074/75 | 2079/80 | 2084/85 | 2089/90 | 2094/95 | 2099/100
AP1FP | Distribution Input | Ml/d |  | 2 | 179.03 | 176.9939 | 176.2168 | 174.127 | 170.4344 | 166.6563 | 149.3499 | 141.7 | 138.7628 | 137.2941 | 139.791 | 142.1887 | 144.5793 | 147.2493 | 149.5651
AP2FP | Total Water Available For Use | Ml/d |  | 2 | 182.0874 | 181.9952 | 181.9031 | 181.8109 | 181.7187 | 181.4265 | 153.4268 | 144.4935 | 141.0164 | 139.1241 | 141.298 | 143.6393 | 145.8438 | 148.2602 | 150.3393
AP3FP | Target Headroom | Ml/d |  | 2 | 4.9589 | 4.9815 | 4.7662 | 5.0396 | 5.0663 | 5.1512 | 3.9912 | 2.6136 | 2.084 | 1.6689 | 1.4765 | 1.578 | 1.5438 | 1.4434 | 1.3238
AP4FP | Supply Demand Balance | Ml/d |  | 2 | -1.9015 | 0.019832 | 0.9201 | 2.6443 | 6.218 | 9.619 | 0.085708 | 0.17985 | 0.16964 | 0.16108 | 0.03053 | -0.12748 | -0.27934 | -0.43253 | -0.54961
Table 7c: WC level - Alternative Programme Alternative Plan 1 Totex |  |  |  |  | 5 Year totals 2034/35: 5 Year totals
WRMP24 Reference | Expenditure element | Expenditure type | Unit | Decimal places | 2024/25 | 2025/26 | 2026/27 | 2027/28 | 2028/29 | 2029/30 | 2034/35 | 2039/40 | 2044/45 | 2049/50 | 2054/55 | 2059/60 | 2064/65 | 2069/70 | 2074/75 | 2079/80 | 2084/85 | 2089/90 | 2094/95 | 2099/100
AP6FP | Totex increases (base) | Totex | £m | 3 | 0 | 3.4044 | 4.5975 | 4.3238 | 3.501 | 3.5548 | 16.717 | 18.7057 | 17.7918 | 17.5369 | 18.1591 | 18.3175 | 17.6434 | 18.6691 | 18.6326
AP7FP | Totex savings (base) | Totex | £m | 3 | 0 | 0 | 0 | 0 | 0 | 0 | 0 | 0 | 0 | 0 | 0 | 0 | 0 | 0 | 0
AP8FP | Totex total (base) | Totex | £m | 3 | 0 | 3.4044 | 4.5975 | 4.3238 | 3.501 | 3.5548 | 16.717 | 18.7057 | 17.7918 | 17.5369 | 18.1591 | 18.3175 | 17.6434 | 18.6691 | 18.6326
Table 7d: WC level - Alternative Programme Alternative Plan 1 Enhancement Expenditure |  |  |  |  | 5 Year totals 2034/35: 5 Year totals
WRMP24 Reference | Expenditure element | Expenditure type | Unit | Decimal places | 2024/25 | 2025/26 | 2026/27 | 2027/28 | 2028/29 | 2029/30 | 2034/35 | 2039/40 | 2044/45 | 2049/50 | 2054/55 | 2059/60 | 2064/65 | 2069/70 | 2074/75 | 2079/80 | 2084/85 | 2089/90 | 2094/95 | 2099/100
AP9FP | Total enhancement expenditure | Capex | £m | 3 | 0 | 14.3077 | 9.5482 | 12.6896 | 17.2417 | 20.4622 | 67.9001 | 32.8759 | 42.5399 | 29.4164 | 21.9872 | 18.6192 | 19.824 | 21.6527 | 12.5226
AP10FP | Total enhancement expenditure | Opex | £m | 3 | 0 | 1.5763 | 1.6089 | 1.5747 | 1.5747 | 1.5747 | 7.9048 | 18.4231 | 19.2527 | 26.3388 | 34.2462 | 36.0583 | 37.9559 | 40.1123 | 41.985
AP11FP | Total enhancement expenditure | Totex | £m | 3 | 0 | 15.884 | 11.1571 | 14.2643 | 18.8164 | 22.037 | 75.805 | 51.299 | 61.7926 | 55.7552 | 56.2333 | 54.6775 | 57.7799 | 61.765 | 54.5076
Water Company | Portsmouth Water | Programme: | Alternative Plan 2 | WRZ(s) impacted | 2024/25: PWSPRT; 2025/26: Planning Scenario; 2026/27: DYAA - 1 in 500
Description of key triggers for alternative programme activation | Growth Scenario 2034/35: BL_H_Plan -> Oxcam1a Climate Change 2039/40: 6 -> 7 Environmental Destination 2039/40: Licence Cap HIGH -> Licence Cap LOW
Monitoring and triggering of alternative programme | See Appendix 10A
Option differences to preferred (most likely) programme | Preferred options removed: PRT_PRT_HI-TFR_HTE_ALL_ht to Reservoir C 20_p2, PRT_PRT_HI-TFR_HTE_ALL_ht to Reservoir C 20_p1, PRT_PRT_HI-ROC_NET_ALL_Works A to Reservoir B 20_p2, PRT_PRT_HI-ROC_NET_ALL_Works A to Reservoir B 20_p1, PRT_p1_arun west, PRT_cm_p1_east hampshire
NPV cost associated with programme (£m) | 282.8684 | Likelihood | 11.11% | Earliest expected trigger year | 2024/25: 2034/35; 2025/26: Version; 2026/27: jet-20240206-190500-st-hybrid-dy-w1-tree16.05-options-v67-gov-led-hybridcp2-ppp5-pwh15-har2-twd14-no-force-kni-no-force-less-2075-fix-bvp¦Situation 3
Table 7a: WC level - Alternative Programme Alternative Plan 2 Baseline SDB |  |  |  |  | 5 Year totals 2034/35: 5 Year totals
WRMP24 Reference | BL SDB Component | Unit |  | Decimal places | 2024/25 | 2025/26 | 2026/27 | 2027/28 | 2028/29 | 2029/30 | 2034/35 | 2039/40 | 2044/45 | 2049/50 | 2054/55 | 2059/60 | 2064/65 | 2069/70 | 2074/75 | 2079/80 | 2084/85 | 2089/90 | 2094/95 | 2099/100
AP1BL | Distribution Input | Ml/d |  | 2 | 179.03 | 180.21 | 181.19 | 182.67 | 183.62 | 185.09 | 188.82 | 192.49 | 195.48 | 198.67 | 201.05 | 202.94 | 204.78 | 206.85 | 208.59
AP2BL | Total Water Available For Use | Ml/d |  | 2 | 151.2078 | 151.1327 | 166.0577 | 165.9826 | 165.9076 | 180.6325 | 160.6737 | 164.0731 | 163.9669 | 163.8606 | 163.7544 | 163.6481 | 163.5419 | 163.4356 | 163.3294
AP3BL | Target Headroom | Ml/d |  | 2 | 4.9589 | 4.9815 | 4.7662 | 5.0396 | 5.0663 | 5.1512 | 3.9912 | 2.6136 | 2.084 | 1.6689 | 1.4765 | 1.578 | 1.5438 | 1.4434 | 1.3238
AP5BL | Supply Demand Balance | Ml/d |  | 2 | -32.7811 | -34.0588 | -19.8985 | -21.727 | -22.7787 | -9.6087 | -32.1375 | -31.0305 | -33.5971 | -36.4783 | -38.7721 | -40.8699 | -42.7819 | -44.8578 | -46.5845
Table 7b: WC level - Alternative Programme Alternative Plan 2 Final Plan SDB |  |  |  |  | 5 Year totals 2034/35: 5 Year totals
WRMP24 Reference | FP SDB Component | Unit |  | Decimal places | 2024/25 | 2025/26 | 2026/27 | 2027/28 | 2028/29 | 2029/30 | 2034/35 | 2039/40 | 2044/45 | 2049/50 | 2054/55 | 2059/60 | 2064/65 | 2069/70 | 2074/75 | 2079/80 | 2084/85 | 2089/90 | 2094/95 | 2099/100
AP1FP | Distribution Input | Ml/d |  | 2 | 179.03 | 176.9939 | 176.2168 | 174.127 | 170.4344 | 166.6563 | 149.3499 | 141.6476 | 138.0087 | 136.2916 | 137.9053 | 139.1499 | 140.3137 | 141.7272 | 142.8018
AP2FP | Total Water Available For Use | Ml/d |  | 2 | 182.0874 | 181.9952 | 181.9031 | 181.8109 | 181.7187 | 181.4265 | 153.4268 | 144.4435 | 140.3564 | 138.2641 | 139.6781 | 141.0093 | 142.1538 | 143.4602 | 144.4093
AP3FP | Target Headroom | Ml/d |  | 2 | 4.9589 | 4.9815 | 4.7662 | 5.0396 | 5.0663 | 5.1512 | 3.9912 | 2.6136 | 2.084 | 1.6689 | 1.4765 | 1.578 | 1.5438 | 1.4434 | 1.3238
AP4FP | Supply Demand Balance | Ml/d |  | 2 | -1.9015 | 0.019832 | 0.9201 | 2.6443 | 6.218 | 9.619 | 0.085708 | 0.18224 | 0.26374 | 0.30359 | 0.29621 | 0.28132 | 0.2963 | 0.28963 | 0.28369
Table 7c: WC level - Alternative Programme Alternative Plan 2 Totex |  |  |  |  | 5 Year totals 2034/35: 5 Year totals
WRMP24 Reference | Expenditure element | Expenditure type | Unit | Decimal places | 2024/25 | 2025/26 | 2026/27 | 2027/28 | 2028/29 | 2029/30 | 2034/35 | 2039/40 | 2044/45 | 2049/50 | 2054/55 | 2059/60 | 2064/65 | 2069/70 | 2074/75 | 2079/80 | 2084/85 | 2089/90 | 2094/95 | 2099/100
AP6FP | Totex increases (base) | Totex | £m | 3 | 0 | 3.4044 | 4.5975 | 4.3238 | 3.501 | 3.5548 | 16.717 | 18.7057 | 17.7918 | 17.5369 | 18.1591 | 18.3175 | 17.6434 | 18.6691 | 18.6326
AP7FP | Totex savings (base) | Totex | £m | 3 | 0 | 0 | 0 | 0 | 0 | 0 | 0 | 0 | 0 | 0 | 0 | 0 | 0 | 0 | 0
AP8FP | Totex total (base) | Totex | £m | 3 | 0 | 3.4044 | 4.5975 | 4.3238 | 3.501 | 3.5548 | 16.717 | 18.7057 | 17.7918 | 17.5369 | 18.1591 | 18.3175 | 17.6434 | 18.6691 | 18.6326
Table 7d: WC level - Alternative Programme Alternative Plan 2 Enhancement Expenditure |  |  |  |  | 5 Year totals 2034/35: 5 Year totals
WRMP24 Reference | Expenditure element | Expenditure type | Unit | Decimal places | 2024/25 | 2025/26 | 2026/27 | 2027/28 | 2028/29 | 2029/30 | 2034/35 | 2039/40 | 2044/45 | 2049/50 | 2054/55 | 2059/60 | 2064/65 | 2069/70 | 2074/75 | 2079/80 | 2084/85 | 2089/90 | 2094/95 | 2099/100
AP9FP | Total enhancement expenditure | Capex | £m | 3 | 0 | 14.3077 | 9.5482 | 12.6896 | 17.2417 | 20.4622 | 67.9001 | 32.8759 | 24.1488 | 3.3897 | 21.9872 | 16.5025 | 11.9513 | 20.7393 | 4.1986
AP10FP | Total enhancement expenditure | Opex | £m | 3 | 0 | 1.5763 | 1.6089 | 1.5747 | 1.5747 | 1.5747 | 7.9048 | 18.2194 | 17.9523 | 17.9523 | 17.9523 | 17.9523 | 17.9523 | 17.9523 | 17.9523
AP11FP | Total enhancement expenditure | Totex | £m | 3 | 0 | 15.884 | 11.1571 | 14.2643 | 18.8164 | 22.037 | 75.805 | 51.0953 | 42.1012 | 21.342 | 39.9395 | 34.4548 | 29.9037 | 38.6916 | 22.1509
Water Company | Portsmouth Water | Programme: | Alternative Plan 3 | WRZ(s) impacted | 2024/25: PWSPRT; 2025/26: Planning Scenario; 2026/27: DYAA - 1 in 500
Description of key triggers for alternative programme activation | Growth Scenario 2039/40: BL_H_Plan -> Min_10% Growth Scenario 2034/35: BL_H_Plan -> ONS18 Climate Change 2039/40: 6 -> 7 Environmental Destination 2039/40: Licence Cap HIGH -> Licence Cap LOW
Monitoring and triggering of alternative programme | See Appendix 10A
Option differences to preferred (most likely) programme | Additional options selected: PRT_PRT_HI-ROC_NET_ALL_Works A to Reservoir B 10 Preferred options removed: PRT_SRN Source A-Source A p, PRT_PWE_HI-TFR_TWJ_ALL_SRN Source D-havant r 50, PRT_PRT_HI-TFR_HTE_ALL_ht to Reservoir C 20_p2, PRT_PRT_HI-TFR_HTE_ALL_ht to Reservoir C 20_p1, PRT_PRT_HI-ROC_NET_ALL_Works A to Reservoir B 20_p2, PRT_PRT_HI-ROC_NET_ALL_Works A to Reservoir B 20_p1, PRT_p1_arun west, PRT_cm_p1_east hampshire
NPV cost associated with programme (£m) | 272.3145 | Likelihood | 11.11% | Earliest expected trigger year | 2024/25: 2034/35; 2025/26: Version; 2026/27: jet-20240206-190500-st-hybrid-dy-w1-tree16.05-options-v67-gov-led-hybridcp2-ppp5-pwh15-har2-twd14-no-force-kni-no-force-less-2075-fix-bvp¦Situation 9
Table 7a: WC level - Alternative Programme Alternative Plan 3 Baseline SDB |  |  |  |  | 5 Year totals 2034/35: 5 Year totals
WRMP24 Reference | BL SDB Component | Unit |  | Decimal places | 2024/25 | 2025/26 | 2026/27 | 2027/28 | 2028/29 | 2029/30 | 2034/35 | 2039/40 | 2044/45 | 2049/50 | 2054/55 | 2059/60 | 2064/65 | 2069/70 | 2074/75 | 2079/80 | 2084/85 | 2089/90 | 2094/95 | 2099/100
AP1BL | Distribution Input | Ml/d |  | 2 | 179.03 | 180.21 | 181.19 | 182.67 | 183.62 | 185.09 | 182.57 | 182.6 | 183.36 | 183.91 | 185.45 | 186.88 | 188.25 | 189.72 | 190.81
AP2BL | Total Water Available For Use | Ml/d |  | 2 | 151.2078 | 151.1327 | 166.0577 | 165.9826 | 165.9076 | 180.6325 | 160.6737 | 164.0731 | 163.9669 | 163.8606 | 163.7544 | 163.6481 | 163.5419 | 163.4356 | 163.3294
AP3BL | Target Headroom | Ml/d |  | 2 | 4.9589 | 4.9815 | 4.7662 | 5.0396 | 5.0663 | 5.1512 | 3.9912 | 2.6136 | 2.084 | 1.6689 | 1.4765 | 1.578 | 1.5438 | 1.4434 | 1.3238
AP5BL | Supply Demand Balance | Ml/d |  | 2 | -32.7811 | -34.0588 | -19.8985 | -21.727 | -22.7787 | -9.6087 | -25.8875 | -21.1405 | -21.4771 | -21.7183 | -23.1721 | -24.8099 | -26.2519 | -27.7278 | -28.8045
Table 7b: WC level - Alternative Programme Alternative Plan 3 Final Plan SDB |  |  |  |  | 5 Year totals 2034/35: 5 Year totals
WRMP24 Reference | FP SDB Component | Unit |  | Decimal places | 2024/25 | 2025/26 | 2026/27 | 2027/28 | 2028/29 | 2029/30 | 2034/35 | 2039/40 | 2044/45 | 2049/50 | 2054/55 | 2059/60 | 2064/65 | 2069/70 | 2074/75 | 2079/80 | 2084/85 | 2089/90 | 2094/95 | 2099/100
AP1FP | Distribution Input | Ml/d |  | 2 | 179.03 | 176.9939 | 176.2168 | 174.127 | 170.4344 | 166.6563 | 142.7246 | 130.3727 | 123.4949 | 118.0352 | 118.7031 | 119.4612 | 120.1208 | 120.8947 | 121.2566
AP2FP | Total Water Available For Use | Ml/d |  | 2 | 182.0874 | 181.9952 | 181.9031 | 181.8109 | 181.7187 | 181.4265 | 147.1768 | 139.3731 | 135.8669 | 135.7606 | 135.6544 | 135.5481 | 135.4419 | 135.3356 | 145.2294
AP3FP | Target Headroom | Ml/d |  | 2 | 4.9589 | 4.9815 | 4.7662 | 5.0396 | 5.0663 | 5.1512 | 3.9912 | 2.6136 | 2.084 | 1.6689 | 1.4765 | 1.578 | 1.5438 | 1.4434 | 1.3238
AP4FP | Supply Demand Balance | Ml/d |  | 2 | -1.9015 | 0.019832 | 0.9201 | 2.6443 | 6.218 | 9.619 | 0.46096 | 6.3868 | 10.2881 | 16.0565 | 15.4747 | 14.5089 | 13.7773 | 12.9975 | 22.6489
Table 7c: WC level - Alternative Programme Alternative Plan 3 Totex |  |  |  |  | 5 Year totals 2034/35: 5 Year totals
WRMP24 Reference | Expenditure element | Expenditure type | Unit | Decimal places | 2024/25 | 2025/26 | 2026/27 | 2027/28 | 2028/29 | 2029/30 | 2034/35 | 2039/40 | 2044/45 | 2049/50 | 2054/55 | 2059/60 | 2064/65 | 2069/70 | 2074/75 | 2079/80 | 2084/85 | 2089/90 | 2094/95 | 2099/100
AP6FP | Totex increases (base) | Totex | £m | 3 | 0 | 3.4044 | 4.5975 | 4.3238 | 3.501 | 3.5548 | 16.717 | 18.7056 | 17.7917 | 17.5369 | 18.1591 | 18.3175 | 17.6434 | 18.6691 | 18.6326
AP7FP | Totex savings (base) | Totex | £m | 3 | 0 | 0 | 0 | 0 | 0 | 0 | 0 | 0 | 0 | 0 | 0 | 0 | 0 | 0 | 0
AP8FP | Totex total (base) | Totex | £m | 3 | 0 | 3.4044 | 4.5975 | 4.3238 | 3.501 | 3.5548 | 16.717 | 18.7056 | 17.7917 | 17.5369 | 18.1591 | 18.3175 | 17.6434 | 18.6691 | 18.6326
Table 7d: WC level - Alternative Programme Alternative Plan 3 Enhancement Expenditure |  |  |  |  | 5 Year totals 2034/35: 5 Year totals
WRMP24 Reference | Expenditure element | Expenditure type | Unit | Decimal places | 2024/25 | 2025/26 | 2026/27 | 2027/28 | 2028/29 | 2029/30 | 2034/35 | 2039/40 | 2044/45 | 2049/50 | 2054/55 | 2059/60 | 2064/65 | 2069/70 | 2074/75 | 2079/80 | 2084/85 | 2089/90 | 2094/95 | 2099/100
AP9FP | Total enhancement expenditure | Capex | £m | 3 | 0 | 14.3077 | 9.5482 | 12.6896 | 17.2417 | 20.4622 | 64.0346 | 17.4139 | 24.1488 | 3.3897 | 21.9872 | 10.451 | 13.8812 | 20.7393 | 4.1986
AP10FP | Total enhancement expenditure | Opex | £m | 3 | 0 | 1.5763 | 1.6089 | 1.5747 | 1.5747 | 1.5747 | 7.9048 | 18.3027 | 18.6199 | 18.6198 | 18.6198 | 18.6198 | 18.6198 | 18.6198 | 18.6198
AP11FP | Total enhancement expenditure | Totex | £m | 3 | 0 | 15.884 | 11.1571 | 14.2643 | 18.8164 | 22.037 | 71.9394 | 35.7166 | 42.7687 | 22.0095 | 40.6069 | 29.0707 | 32.501 | 39.3591 | 22.8184
Water Company | Portsmouth Water | Programme: | Ofwat Core programme | WRZ(s) impacted | 2024/25: PWSPRT; 2025/26: Planning Scenario; 2026/27: DYAA - 1 in 500
Description of key triggers for alternative programme activation | Growth Scenario 2034/35: BL_H_Plan -> ONS18 Climate Change 2039/40: 6 -> median Environmental Destination 2039/40: Licence Cap HIGH -> Licence Cap MEDIUM
Monitoring and triggering of alternative programme | See Appendix 10A
Option differences to preferred (most likely) programme | Additional options selected: PRT_PWE_HI-TFR_TWJ_ALL_SRN Source D-havant r 20 Preferred options removed: PRT_PWE_HI-TFR_TWJ_ALL_SRN Source D-havant r 50, PRT_PRT_HI-TFR_HTE_ALL_ht to Reservoir C 20_p2, PRT_PRT_HI-TFR_HTE_ALL_ht to Reservoir C 20_p1, PRT_PRT_HI-ROC_NET_ALL_Works A to Reservoir B 20_p2, PRT_p1_arun west, PRT_cm_p1_east hampshire
NPV cost associated with programme (£m) | 284.0856 | Likelihood | 11.11% | Earliest expected trigger year | 2024/25: 2034/35; 2025/26: Version; 2026/27: jet-20240206-190500-st-hybrid-dy-w1-tree16.05-options-v67-gov-led-hybridcp2-ppp5-pwh15-har2-twd14-no-force-kni-no-force-less-2075-fix-bvp¦Situation 8
Table 7a: WC level - Alternative Programme Ofwat Core programme Baseline SDB |  |  |  |  | 5 Year totals 2034/35: 5 Year totals
WRMP24 Reference | BL SDB Component | Unit |  | Decimal places | 2024/25 | 2025/26 | 2026/27 | 2027/28 | 2028/29 | 2029/30 | 2034/35 | 2039/40 | 2044/45 | 2049/50 | 2054/55 | 2059/60 | 2064/65 | 2069/70 | 2074/75 | 2079/80 | 2084/85 | 2089/90 | 2094/95 | 2099/100
AP1BL | Distribution Input | Ml/d |  | 2 | 179.03 | 180.21 | 181.19 | 182.67 | 183.62 | 185.09 | 182.57 | 184.86 | 186.56 | 188.07 | 189.95 | 191.73 | 193.49 | 195.46 | 197.11
AP2BL | Total Water Available For Use | Ml/d |  | 2 | 151.2078 | 151.1327 | 166.0577 | 165.9826 | 165.9076 | 180.6325 | 160.6737 | 145.087 | 129.3003 | 128.925 | 128.5497 | 128.1744 | 127.799 | 127.4237 | 127.0484
AP3BL | Target Headroom | Ml/d |  | 2 | 4.9589 | 4.9815 | 4.7662 | 5.0396 | 5.0663 | 5.1512 | 3.9912 | 2.6136 | 2.084 | 1.6689 | 1.4765 | 1.578 | 1.5438 | 1.4434 | 1.3238
AP5BL | Supply Demand Balance | Ml/d |  | 2 | -32.7811 | -34.0588 | -19.8985 | -21.727 | -22.7787 | -9.6087 | -25.8875 | -42.3866 | -59.3437 | -60.8139 | -62.8768 | -65.1337 | -67.2348 | -69.4797 | -71.3854
Table 7b: WC level - Alternative Programme Ofwat Core programme Final Plan SDB |  |  |  |  | 5 Year totals 2034/35: 5 Year totals
WRMP24 Reference | FP SDB Component | Unit |  | Decimal places | 2024/25 | 2025/26 | 2026/27 | 2027/28 | 2028/29 | 2029/30 | 2034/35 | 2039/40 | 2044/45 | 2049/50 | 2054/55 | 2059/60 | 2064/65 | 2069/70 | 2074/75 | 2079/80 | 2084/85 | 2089/90 | 2094/95 | 2099/100
AP1FP | Distribution Input | Ml/d |  | 2 | 179.03 | 176.9939 | 176.2168 | 174.127 | 170.4344 | 166.6563 | 142.7246 | 132.9939 | 127.4406 | 123.4025 | 124.4763 | 125.6559 | 126.7856 | 128.1499 | 129.1791
AP2FP | Total Water Available For Use | Ml/d |  | 2 | 182.0874 | 181.9952 | 181.9031 | 181.8109 | 181.7187 | 181.4265 | 147.1768 | 136.8235 | 139.0044 | 137.6741 | 134.0674 | 131.198 | 140.8538 | 142.0702 | 142.9293
AP3FP | Target Headroom | Ml/d |  | 2 | 4.9589 | 4.9815 | 4.7662 | 5.0396 | 5.0663 | 5.1512 | 3.9912 | 2.6136 | 2.084 | 1.6689 | 1.4765 | 1.578 | 1.5438 | 1.4434 | 1.3238
AP4FP | Supply Demand Balance | Ml/d |  | 2 | -1.9015 | 0.019832 | 0.9201 | 2.6443 | 6.218 | 9.619 | 0.46096 | 1.216 | 9.4798 | 12.6027 | 8.1146 | 3.964 | 12.5244 | 12.4769 | 12.4264
Table 7c: WC level - Alternative Programme Ofwat Core programme Totex |  |  |  |  | 5 Year totals 2034/35: 5 Year totals
WRMP24 Reference | Expenditure element | Expenditure type | Unit | Decimal places | 2024/25 | 2025/26 | 2026/27 | 2027/28 | 2028/29 | 2029/30 | 2034/35 | 2039/40 | 2044/45 | 2049/50 | 2054/55 | 2059/60 | 2064/65 | 2069/70 | 2074/75 | 2079/80 | 2084/85 | 2089/90 | 2094/95 | 2099/100
AP6FP | Totex increases (base) | Totex | £m | 3 | 0 | 3.4044 | 4.5975 | 4.3238 | 3.501 | 3.5548 | 16.717 | 18.7056 | 17.7918 | 17.5369 | 18.1591 | 18.3175 | 17.6434 | 18.6691 | 18.6326
AP7FP | Totex savings (base) | Totex | £m | 3 | 0 | 0 | 0 | 0 | 0 | 0 | 0 | 0 | 0 | 0 | 0 | 0 | 0 | 0 | 0
AP8FP | Totex total (base) | Totex | £m | 3 | 0 | 3.4044 | 4.5975 | 4.3238 | 3.501 | 3.5548 | 16.717 | 18.7056 | 17.7918 | 17.5369 | 18.1591 | 18.3175 | 17.6434 | 18.6691 | 18.6326
Table 7d: WC level - Alternative Programme Ofwat Core programme Enhancement Expenditure |  |  |  |  | 5 Year totals 2034/35: 5 Year totals
WRMP24 Reference | Expenditure element | Expenditure type | Unit | Decimal places | 2024/25 | 2025/26 | 2026/27 | 2027/28 | 2028/29 | 2029/30 | 2034/35 | 2039/40 | 2044/45 | 2049/50 | 2054/55 | 2059/60 | 2064/65 | 2069/70 | 2074/75 | 2079/80 | 2084/85 | 2089/90 | 2094/95 | 2099/100
AP9FP | Total enhancement expenditure | Capex | £m | 3 | 0 | 14.3077 | 9.5482 | 12.6896 | 17.2417 | 20.4622 | 64.0346 | 17.4139 | 24.1488 | 3.3897 | 21.9872 | 29.5943 | 26.6435 | 20.7393 | 4.1986
AP10FP | Total enhancement expenditure | Opex | £m | 3 | 0 | 1.5763 | 1.6089 | 1.5747 | 1.5747 | 1.5747 | 7.9048 | 18.3192 | 19.0915 | 19.8404 | 20.3134 | 22.6422 | 21.2119 | 19.3702 | 19.3668
AP11FP | Total enhancement expenditure | Totex | £m | 3 | 0 | 15.884 | 11.1571 | 14.2643 | 18.8164 | 22.037 | 71.9394 | 35.7331 | 43.2403 | 23.2301 | 42.3005 | 52.2366 | 47.8554 | 40.1095 | 23.5654
Water Company | Portsmouth Water | Programme: | Alternative Plan 4 | WRZ(s) impacted | 2024/25: PWSPRT; 2025/26: Planning Scenario; 2026/27: DYAA - 1 in 500
Description of key triggers for alternative programme activation | Growth Scenario 2034/35: BL_H_Plan -> Oxcam1a Climate Change 2039/40: 6 -> median Environmental Destination 2039/40: Licence Cap HIGH -> Licence Cap MEDIUM
Monitoring and triggering of alternative programme | See Appendix 10A
Option differences to preferred (most likely) programme | Preferred options removed: PRT_PRT_HI-TFR_HTE_ALL_ht to Reservoir C 20_p2, PRT_PRT_HI-TFR_HTE_ALL_ht to Reservoir C 20_p1, PRT_PRT_HI-ROC_NET_ALL_Works A to Reservoir B 20_p2, PRT_PRT_HI-ROC_NET_ALL_Works A to Reservoir B 20_p1, PRT_p1_arun west, PRT_cm_p1_east hampshire
NPV cost associated with programme (£m) | 284.059 | Likelihood | 11.11% | Earliest expected trigger year | 2024/25: 2034/35; 2025/26: Version; 2026/27: jet-20240206-190500-st-hybrid-dy-w1-tree16.05-options-v67-gov-led-hybridcp2-ppp5-pwh15-har2-twd14-no-force-kni-no-force-less-2075-fix-bvp¦Situation 2
Table 7a: WC level - Alternative Programme Alternative Plan 4 Baseline SDB |  |  |  |  | 5 Year totals 2034/35: 5 Year totals
WRMP24 Reference | BL SDB Component | Unit |  | Decimal places | 2024/25 | 2025/26 | 2026/27 | 2027/28 | 2028/29 | 2029/30 | 2034/35 | 2039/40 | 2044/45 | 2049/50 | 2054/55 | 2059/60 | 2064/65 | 2069/70 | 2074/75 | 2079/80 | 2084/85 | 2089/90 | 2094/95 | 2099/100
AP1BL | Distribution Input | Ml/d |  | 2 | 179.03 | 180.21 | 181.19 | 182.67 | 183.62 | 185.09 | 188.82 | 192.49 | 195.48 | 198.67 | 201.05 | 202.94 | 204.78 | 206.85 | 208.59
AP2BL | Total Water Available For Use | Ml/d |  | 2 | 151.2078 | 151.1327 | 166.0577 | 165.9826 | 165.9076 | 180.6325 | 160.6737 | 145.087 | 129.3003 | 128.925 | 128.5497 | 128.1744 | 127.799 | 127.4237 | 127.0484
AP3BL | Target Headroom | Ml/d |  | 2 | 4.9589 | 4.9815 | 4.7662 | 5.0396 | 5.0663 | 5.1512 | 3.9912 | 2.6136 | 2.084 | 1.6689 | 1.4765 | 1.578 | 1.5438 | 1.4434 | 1.3238
AP5BL | Supply Demand Balance | Ml/d |  | 2 | -32.7811 | -34.0588 | -19.8985 | -21.727 | -22.7787 | -9.6087 | -32.1375 | -50.0166 | -68.2637 | -71.4139 | -73.9768 | -76.3437 | -78.5248 | -80.8697 | -82.8654
Table 7b: WC level - Alternative Programme Alternative Plan 4 Final Plan SDB |  |  |  |  | 5 Year totals 2034/35: 5 Year totals
WRMP24 Reference | FP SDB Component | Unit |  | Decimal places | 2024/25 | 2025/26 | 2026/27 | 2027/28 | 2028/29 | 2029/30 | 2034/35 | 2039/40 | 2044/45 | 2049/50 | 2054/55 | 2059/60 | 2064/65 | 2069/70 | 2074/75 | 2079/80 | 2084/85 | 2089/90 | 2094/95 | 2099/100
AP1FP | Distribution Input | Ml/d |  | 2 | 179.03 | 176.9939 | 176.2168 | 174.127 | 170.4344 | 166.6563 | 149.3499 | 141.6476 | 138.0087 | 136.2916 | 137.9053 | 139.1499 | 140.3137 | 141.7272 | 142.8018
AP2FP | Total Water Available For Use | Ml/d |  | 2 | 182.0874 | 181.9952 | 181.9031 | 181.8109 | 181.7187 | 181.4265 | 153.4268 | 144.4435 | 140.3564 | 138.2641 | 139.6781 | 141.0093 | 142.1538 | 143.4602 | 144.4093
AP3FP | Target Headroom | Ml/d |  | 2 | 4.9589 | 4.9815 | 4.7662 | 5.0396 | 5.0663 | 5.1512 | 3.9912 | 2.6136 | 2.084 | 1.6689 | 1.4765 | 1.578 | 1.5438 | 1.4434 | 1.3238
AP4FP | Supply Demand Balance | Ml/d |  | 2 | -1.9015 | 0.019832 | 0.9201 | 2.6443 | 6.218 | 9.619 | 0.085708 | 0.18224 | 0.26374 | 0.30359 | 0.29621 | 0.28132 | 0.2963 | 0.28963 | 0.28369
Table 7c: WC level - Alternative Programme Alternative Plan 4 Totex |  |  |  |  | 5 Year totals 2034/35: 5 Year totals
WRMP24 Reference | Expenditure element | Expenditure type | Unit | Decimal places | 2024/25 | 2025/26 | 2026/27 | 2027/28 | 2028/29 | 2029/30 | 2034/35 | 2039/40 | 2044/45 | 2049/50 | 2054/55 | 2059/60 | 2064/65 | 2069/70 | 2074/75 | 2079/80 | 2084/85 | 2089/90 | 2094/95 | 2099/100
AP6FP | Totex increases (base) | Totex | £m | 3 | 0 | 3.4044 | 4.5975 | 4.3238 | 3.501 | 3.5548 | 16.717 | 18.7057 | 17.7918 | 17.5369 | 18.1591 | 18.3175 | 17.6434 | 18.6691 | 18.6326
AP7FP | Totex savings (base) | Totex | £m | 3 | 0 | 0 | 0 | 0 | 0 | 0 | 0 | 0 | 0 | 0 | 0 | 0 | 0 | 0 | 0
AP8FP | Totex total (base) | Totex | £m | 3 | 0 | 3.4044 | 4.5975 | 4.3238 | 3.501 | 3.5548 | 16.717 | 18.7057 | 17.7918 | 17.5369 | 18.1591 | 18.3175 | 17.6434 | 18.6691 | 18.6326
Table 7d: WC level - Alternative Programme Alternative Plan 4 Enhancement Expenditure |  |  |  |  | 5 Year totals 2034/35: 5 Year totals
WRMP24 Reference | Expenditure element | Expenditure type | Unit | Decimal places | 2024/25 | 2025/26 | 2026/27 | 2027/28 | 2028/29 | 2029/30 | 2034/35 | 2039/40 | 2044/45 | 2049/50 | 2054/55 | 2059/60 | 2064/65 | 2069/70 | 2074/75 | 2079/80 | 2084/85 | 2089/90 | 2094/95 | 2099/100
AP9FP | Total enhancement expenditure | Capex | £m | 3 | 0 | 14.3077 | 9.5482 | 12.6896 | 17.2417 | 20.4622 | 67.9001 | 32.8759 | 24.1488 | 3.3897 | 21.9872 | 16.5025 | 11.9513 | 20.7393 | 4.1986
AP10FP | Total enhancement expenditure | Opex | £m | 3 | 0 | 1.5763 | 1.6089 | 1.5747 | 1.5747 | 1.5747 | 7.9048 | 18.2916 | 18.4275 | 18.5461 | 18.5311 | 18.4748 | 18.4605 | 18.5453 | 18.6708
AP11FP | Total enhancement expenditure | Totex | £m | 3 | 0 | 15.884 | 11.1571 | 14.2643 | 18.8164 | 22.037 | 75.805 | 51.1675 | 42.5763 | 21.9358 | 40.5183 | 34.9772 | 30.4118 | 39.2846 | 22.8694
Water Company | Portsmouth Water | Programme: | Alternative Plan 5 | WRZ(s) impacted | 2024/25: PWSPRT; 2025/26: Planning Scenario; 2026/27: DYAA - 1 in 500
Description of key triggers for alternative programme activation | Climate Change 2039/40: 6 -> 7 Environmental Destination 2039/40: Licence Cap HIGH -> Licence Cap LOW
Monitoring and triggering of alternative programme | See Appendix 10A
Option differences to preferred (most likely) programme | Additional options selected: PRT_PWE_HI-TFR_TWJ_ALL_SRN Source D-havant r 20 Preferred options removed: PRT_PWE_HI-TFR_TWJ_ALL_SRN Source D-havant r 50, PRT_PRT_HI-TFR_HTE_ALL_ht to Reservoir C 20_p2, PRT_PRT_HI-TFR_HTE_ALL_ht to Reservoir C 20_p1, PRT_PRT_HI-ROC_NET_ALL_Works A to Reservoir B 20_p2, PRT_PRT_HI-ROC_NET_ALL_Works A to Reservoir B 20_p1, PRT_p1_arun west, PRT_cm_p1_east hampshire
NPV cost associated with programme (£m) | 282.8684 | Likelihood | 11.11% | Earliest expected trigger year | 2024/25: 2039/40; 2025/26: Version; 2026/27: jet-20240206-190500-st-hybrid-dy-w1-tree16.05-options-v67-gov-led-hybridcp2-ppp5-pwh15-har2-twd14-no-force-kni-no-force-less-2075-fix-bvp¦Situation 6
Table 7a: WC level - Alternative Programme Alternative Plan 5 Baseline SDB |  |  |  |  | 5 Year totals 2034/35: 5 Year totals
WRMP24 Reference | BL SDB Component | Unit |  | Decimal places | 2024/25 | 2025/26 | 2026/27 | 2027/28 | 2028/29 | 2029/30 | 2034/35 | 2039/40 | 2044/45 | 2049/50 | 2054/55 | 2059/60 | 2064/65 | 2069/70 | 2074/75 | 2079/80 | 2084/85 | 2089/90 | 2094/95 | 2099/100
AP1BL | Distribution Input | Ml/d |  | 2 | 179.03 | 180.21 | 181.19 | 182.67 | 183.62 | 185.09 | 189.39 | 193.09 | 196.12 | 199.33 | 201.74 | 203.62 | 205.48 | 207.56 | 209.3
AP2BL | Total Water Available For Use | Ml/d |  | 2 | 151.2078 | 151.1327 | 166.0577 | 165.9826 | 165.9076 | 180.6325 | 160.6737 | 164.0731 | 163.9669 | 163.8606 | 163.7544 | 163.6481 | 163.5419 | 163.4356 | 163.3294
AP3BL | Target Headroom | Ml/d |  | 2 | 4.9589 | 4.9815 | 4.7662 | 5.0396 | 5.0663 | 5.1512 | 3.9912 | 2.6136 | 2.084 | 1.6689 | 1.4765 | 1.578 | 1.5438 | 1.4434 | 1.3238
AP5BL | Supply Demand Balance | Ml/d |  | 2 | -32.7811 | -34.0588 | -19.8985 | -21.727 | -22.7787 | -9.6087 | -32.7075 | -31.6305 | -34.2371 | -37.1383 | -39.4621 | -41.5499 | -43.4819 | -45.5678 | -47.2945
Table 7b: WC level - Alternative Programme Alternative Plan 5 Final Plan SDB |  |  |  |  | 5 Year totals 2034/35: 5 Year totals
WRMP24 Reference | FP SDB Component | Unit |  | Decimal places | 2024/25 | 2025/26 | 2026/27 | 2027/28 | 2028/29 | 2029/30 | 2034/35 | 2039/40 | 2044/45 | 2049/50 | 2054/55 | 2059/60 | 2064/65 | 2069/70 | 2074/75 | 2079/80 | 2084/85 | 2089/90 | 2094/95 | 2099/100
AP1FP | Distribution Input | Ml/d |  | 2 | 179.03 | 176.9939 | 176.2168 | 174.127 | 170.4344 | 166.6563 | 149.9652 | 142.3482 | 138.7844 | 137.1056 | 138.7445 | 139.9753 | 141.1562 | 142.5756 | 143.6468
AP2FP | Total Water Available For Use | Ml/d |  | 2 | 182.0874 | 181.9952 | 181.9031 | 181.8109 | 181.7187 | 181.4265 | 153.9968 | 145.0535 | 140.9964 | 138.9341 | 140.358 | 141.6993 | 142.8438 | 144.1602 | 145.1193
AP3FP | Target Headroom | Ml/d |  | 2 | 4.9589 | 4.9815 | 4.7662 | 5.0396 | 5.0663 | 5.1512 | 3.9912 | 2.6136 | 2.084 | 1.6689 | 1.4765 | 1.578 | 1.5438 | 1.4434 | 1.3238
AP4FP | Supply Demand Balance | Ml/d |  | 2 | -1.9015 | 0.019832 | 0.9201 | 2.6443 | 6.218 | 9.619 | 0.040328 | 0.091649 | 0.12804 | 0.15958 | 0.13703 | 0.14589 | 0.1438 | 0.14116 | 0.1487
Table 7c: WC level - Alternative Programme Alternative Plan 5 Totex |  |  |  |  | 5 Year totals 2034/35: 5 Year totals
WRMP24 Reference | Expenditure element | Expenditure type | Unit | Decimal places | 2024/25 | 2025/26 | 2026/27 | 2027/28 | 2028/29 | 2029/30 | 2034/35 | 2039/40 | 2044/45 | 2049/50 | 2054/55 | 2059/60 | 2064/65 | 2069/70 | 2074/75 | 2079/80 | 2084/85 | 2089/90 | 2094/95 | 2099/100
AP6FP | Totex increases (base) | Totex | £m | 3 | 0 | 3.4044 | 4.5975 | 4.3238 | 3.501 | 3.5548 | 16.717 | 18.7057 | 17.7918 | 17.5369 | 18.1591 | 18.3175 | 17.6434 | 18.6691 | 18.6326
AP7FP | Totex savings (base) | Totex | £m | 3 | 0 | 0 | 0 | 0 | 0 | 0 | 0 | 0 | 0 | 0 | 0 | 0 | 0 | 0 | 0
AP8FP | Totex total (base) | Totex | £m | 3 | 0 | 3.4044 | 4.5975 | 4.3238 | 3.501 | 3.5548 | 16.717 | 18.7057 | 17.7918 | 17.5369 | 18.1591 | 18.3175 | 17.6434 | 18.6691 | 18.6326
Table 7d: WC level - Alternative Programme Alternative Plan 5 Enhancement Expenditure |  |  |  |  | 5 Year totals 2034/35: 5 Year totals
WRMP24 Reference | Expenditure element | Expenditure type | Unit | Decimal places | 2024/25 | 2025/26 | 2026/27 | 2027/28 | 2028/29 | 2029/30 | 2034/35 | 2039/40 | 2044/45 | 2049/50 | 2054/55 | 2059/60 | 2064/65 | 2069/70 | 2074/75 | 2079/80 | 2084/85 | 2089/90 | 2094/95 | 2099/100
AP9FP | Total enhancement expenditure | Capex | £m | 3 | 0 | 14.3077 | 9.5482 | 12.6896 | 17.2417 | 20.4622 | 67.9001 | 32.8759 | 24.1488 | 3.3897 | 21.9872 | 16.5025 | 11.9513 | 20.7393 | 4.1986
AP10FP | Total enhancement expenditure | Opex | £m | 3 | 0 | 1.5763 | 1.6089 | 1.5747 | 1.5747 | 1.5747 | 7.9048 | 18.2194 | 17.9523 | 17.9523 | 17.9523 | 17.9523 | 17.9523 | 17.9523 | 17.9523
AP11FP | Total enhancement expenditure | Totex | £m | 3 | 0 | 15.884 | 11.1571 | 14.2643 | 18.8164 | 22.037 | 75.805 | 51.0953 | 42.1012 | 21.342 | 39.9395 | 34.4548 | 29.9037 | 38.6916 | 22.1509
Water Company | Portsmouth Water | Programme: | Alternative Plan 6 | WRZ(s) impacted | 2024/25: PWSPRT; 2025/26: Planning Scenario; 2026/27: DYAA - 1 in 500
Description of key triggers for alternative programme activation | Growth Scenario 2034/35: BL_H_Plan -> ONS18
Monitoring and triggering of alternative programme | See Appendix 10A
Option differences to preferred (most likely) programme | Preferred options removed: PRT_PRT_HI-TFR_HTE_ALL_ht to Reservoir C 20_p2, PRT_PRT_HI-TFR_HTE_ALL_ht to Reservoir C 20_p1, PRT_p1_arun west, PRT_cm_p1_east hampshire
NPV cost associated with programme (£m) | 308.6647 | Likelihood | 11.11% | Earliest expected trigger year | 2024/25: 2034/35; 2025/26: Version; 2026/27: jet-20240206-190500-st-hybrid-dy-w1-tree16.05-options-v67-gov-led-hybridcp2-ppp5-pwh15-har2-twd14-no-force-kni-no-force-less-2075-fix-bvp¦Situation 7
Table 7a: WC level - Alternative Programme Alternative Plan 6 Baseline SDB |  |  |  |  | 5 Year totals 2034/35: 5 Year totals
WRMP24 Reference | BL SDB Component | Unit |  | Decimal places | 2024/25 | 2025/26 | 2026/27 | 2027/28 | 2028/29 | 2029/30 | 2034/35 | 2039/40 | 2044/45 | 2049/50 | 2054/55 | 2059/60 | 2064/65 | 2069/70 | 2074/75 | 2079/80 | 2084/85 | 2089/90 | 2094/95 | 2099/100
AP1BL | Distribution Input | Ml/d |  | 2 | 179.03 | 180.21 | 181.19 | 182.67 | 183.62 | 185.09 | 182.57 | 184.86 | 186.56 | 188.07 | 189.95 | 191.73 | 193.49 | 195.46 | 197.11
AP2BL | Total Water Available For Use | Ml/d |  | 2 | 151.2078 | 151.1327 | 166.0577 | 165.9826 | 165.9076 | 180.6325 | 160.6737 | 128.6464 | 100.292 | 71.9375 | 71.1319 | 70.3263 | 69.5206 | 68.715 | 67.9094
AP3BL | Target Headroom | Ml/d |  | 2 | 4.9589 | 4.9815 | 4.7662 | 5.0396 | 5.0663 | 5.1512 | 3.9912 | 2.6136 | 2.084 | 1.6689 | 1.4765 | 1.578 | 1.5438 | 1.4434 | 1.3238
AP5BL | Supply Demand Balance | Ml/d |  | 2 | -32.7811 | -34.0588 | -19.8985 | -21.727 | -22.7787 | -9.6087 | -25.8875 | -58.8271 | -88.352 | -117.8014 | -120.2946 | -122.9818 | -125.5132 | -128.1884 | -130.5244
Table 7b: WC level - Alternative Programme Alternative Plan 6 Final Plan SDB |  |  |  |  | 5 Year totals 2034/35: 5 Year totals
WRMP24 Reference | FP SDB Component | Unit |  | Decimal places | 2024/25 | 2025/26 | 2026/27 | 2027/28 | 2028/29 | 2029/30 | 2034/35 | 2039/40 | 2044/45 | 2049/50 | 2054/55 | 2059/60 | 2064/65 | 2069/70 | 2074/75 | 2079/80 | 2084/85 | 2089/90 | 2094/95 | 2099/100
AP1FP | Distribution Input | Ml/d |  | 2 | 179.03 | 176.9939 | 176.2168 | 174.127 | 170.4344 | 166.6563 | 142.7246 | 132.9939 | 127.4406 | 123.4025 | 124.4763 | 125.6559 | 126.7856 | 128.1499 | 129.1791
AP2FP | Total Water Available For Use | Ml/d |  | 2 | 182.0874 | 181.9952 | 181.9031 | 181.8109 | 181.7187 | 181.4265 | 147.1768 | 137.9496 | 132.7474 | 128.8375 | 131.3922 | 137.2263 | 134.7884 | 133.9759 | 132.9293
AP3FP | Target Headroom | Ml/d |  | 2 | 4.9589 | 4.9815 | 4.7662 | 5.0396 | 5.0663 | 5.1512 | 3.9912 | 2.6136 | 2.084 | 1.6689 | 1.4765 | 1.578 | 1.5438 | 1.4434 | 1.3238
AP4FP | Supply Demand Balance | Ml/d |  | 2 | -1.9015 | 0.019832 | 0.9201 | 2.6443 | 6.218 | 9.619 | 0.46096 | 2.3421 | 3.2229 | 3.7661 | 5.4394 | 9.9923 | 6.459 | 4.3826 | 2.4264
Table 7c: WC level - Alternative Programme Alternative Plan 6 Totex |  |  |  |  | 5 Year totals 2034/35: 5 Year totals
WRMP24 Reference | Expenditure element | Expenditure type | Unit | Decimal places | 2024/25 | 2025/26 | 2026/27 | 2027/28 | 2028/29 | 2029/30 | 2034/35 | 2039/40 | 2044/45 | 2049/50 | 2054/55 | 2059/60 | 2064/65 | 2069/70 | 2074/75 | 2079/80 | 2084/85 | 2089/90 | 2094/95 | 2099/100
AP6FP | Totex increases (base) | Totex | £m | 3 | 0 | 3.4044 | 4.5975 | 4.3238 | 3.501 | 3.5548 | 16.717 | 18.7056 | 17.7918 | 17.5369 | 18.1591 | 18.3175 | 17.6434 | 18.6691 | 18.6326
AP7FP | Totex savings (base) | Totex | £m | 3 | 0 | 0 | 0 | 0 | 0 | 0 | 0 | 0 | 0 | 0 | 0 | 0 | 0 | 0 | 0
AP8FP | Totex total (base) | Totex | £m | 3 | 0 | 3.4044 | 4.5975 | 4.3238 | 3.501 | 3.5548 | 16.717 | 18.7056 | 17.7918 | 17.5369 | 18.1591 | 18.3175 | 17.6434 | 18.6691 | 18.6326
Table 7d: WC level - Alternative Programme Alternative Plan 6 Enhancement Expenditure |  |  |  |  | 5 Year totals 2034/35: 5 Year totals
WRMP24 Reference | Expenditure element | Expenditure type | Unit | Decimal places | 2024/25 | 2025/26 | 2026/27 | 2027/28 | 2028/29 | 2029/30 | 2034/35 | 2039/40 | 2044/45 | 2049/50 | 2054/55 | 2059/60 | 2064/65 | 2069/70 | 2074/75 | 2079/80 | 2084/85 | 2089/90 | 2094/95 | 2099/100
AP9FP | Total enhancement expenditure | Capex | £m | 3 | 0 | 14.3077 | 9.5482 | 12.6896 | 17.2417 | 20.4622 | 64.0346 | 42.9384 | 30.5299 | 9.2718 | 25.9086 | 10.451 | 19.9327 | 20.7393 | 4.1986
AP10FP | Total enhancement expenditure | Opex | £m | 3 | 0 | 1.5763 | 1.6089 | 1.5747 | 1.5747 | 1.5747 | 7.9048 | 19.3101 | 20.2004 | 21.8848 | 26.344 | 27.8494 | 28.9687 | 29.8666 | 31.074
AP11FP | Total enhancement expenditure | Totex | £m | 3 | 0 | 15.884 | 11.1571 | 14.2643 | 18.8164 | 22.037 | 71.9394 | 62.2485 | 50.7304 | 31.1566 | 52.2526 | 38.3003 | 48.9014 | 50.6059 | 35.2726
Water Company | Portsmouth Water | Programme: | Alternative Plan 7 | WRZ(s) impacted | 2024/25: PWSPRT; 2025/26: Planning Scenario; 2026/27: DYAA - 1 in 500
Description of key triggers for alternative programme activation | Climate Change 2039/40: 6 -> median Environmental Destination 2039/40: Licence Cap HIGH -> Licence Cap MEDIUM
Monitoring and triggering of alternative programme | See Appendix 10A
Option differences to preferred (most likely) programme | Preferred options removed: PRT_PRT_HI-TFR_HTE_ALL_ht to Reservoir C 20_p2, PRT_PRT_HI-TFR_HTE_ALL_ht to Reservoir C 20_p1, PRT_PRT_HI-ROC_NET_ALL_Works A to Reservoir B 20_p2, PRT_PRT_HI-ROC_NET_ALL_Works A to Reservoir B 20_p1, PRT_p1_arun west, PRT_cm_p1_east hampshire
NPV cost associated with programme (£m) | 284.1062 | Likelihood | 11.11% | Earliest expected trigger year | 2024/25: 2039/40; 2025/26: Version; 2026/27: jet-20240206-190500-st-hybrid-dy-w1-tree16.05-options-v67-gov-led-hybridcp2-ppp5-pwh15-har2-twd14-no-force-kni-no-force-less-2075-fix-bvp¦Situation 5
Table 7a: WC level - Alternative Programme Alternative Plan 7 Baseline SDB |  |  |  |  | 5 Year totals 2034/35: 5 Year totals
WRMP24 Reference | BL SDB Component | Unit |  | Decimal places | 2024/25 | 2025/26 | 2026/27 | 2027/28 | 2028/29 | 2029/30 | 2034/35 | 2039/40 | 2044/45 | 2049/50 | 2054/55 | 2059/60 | 2064/65 | 2069/70 | 2074/75 | 2079/80 | 2084/85 | 2089/90 | 2094/95 | 2099/100
AP1BL | Distribution Input | Ml/d |  | 2 | 179.03 | 180.21 | 181.19 | 182.67 | 183.62 | 185.09 | 189.39 | 193.09 | 196.12 | 199.33 | 201.74 | 203.62 | 205.48 | 207.56 | 209.3
AP2BL | Total Water Available For Use | Ml/d |  | 2 | 151.2078 | 151.1327 | 166.0577 | 165.9826 | 165.9076 | 180.6325 | 160.6737 | 145.087 | 129.3003 | 128.925 | 128.5497 | 128.1744 | 127.799 | 127.4237 | 127.0484
AP3BL | Target Headroom | Ml/d |  | 2 | 4.9589 | 4.9815 | 4.7662 | 5.0396 | 5.0663 | 5.1512 | 3.9912 | 2.6136 | 2.084 | 1.6689 | 1.4765 | 1.578 | 1.5438 | 1.4434 | 1.3238
AP5BL | Supply Demand Balance | Ml/d |  | 2 | -32.7811 | -34.0588 | -19.8985 | -21.727 | -22.7787 | -9.6087 | -32.7075 | -50.6166 | -68.9037 | -72.0739 | -74.6668 | -77.0237 | -79.2248 | -81.5797 | -83.5754
Table 7b: WC level - Alternative Programme Alternative Plan 7 Final Plan SDB |  |  |  |  | 5 Year totals 2034/35: 5 Year totals
WRMP24 Reference | FP SDB Component | Unit |  | Decimal places | 2024/25 | 2025/26 | 2026/27 | 2027/28 | 2028/29 | 2029/30 | 2034/35 | 2039/40 | 2044/45 | 2049/50 | 2054/55 | 2059/60 | 2064/65 | 2069/70 | 2074/75 | 2079/80 | 2084/85 | 2089/90 | 2094/95 | 2099/100
AP1FP | Distribution Input | Ml/d |  | 2 | 179.03 | 176.9939 | 176.2168 | 174.127 | 170.4344 | 166.6563 | 149.9652 | 142.3482 | 138.7844 | 137.1056 | 138.7445 | 139.9753 | 141.1562 | 142.5756 | 143.6468
AP2FP | Total Water Available For Use | Ml/d |  | 2 | 182.0874 | 181.9952 | 181.9031 | 181.8109 | 181.7187 | 181.4265 | 153.9968 | 145.0535 | 140.9964 | 138.9341 | 140.358 | 141.6993 | 142.8438 | 144.1602 | 145.1193
AP3FP | Target Headroom | Ml/d |  | 2 | 4.9589 | 4.9815 | 4.7662 | 5.0396 | 5.0663 | 5.1512 | 3.9912 | 2.6136 | 2.084 | 1.6689 | 1.4765 | 1.578 | 1.5438 | 1.4434 | 1.3238
AP4FP | Supply Demand Balance | Ml/d |  | 2 | -1.9015 | 0.019832 | 0.9201 | 2.6443 | 6.218 | 9.619 | 0.040328 | 0.091649 | 0.12804 | 0.15958 | 0.13703 | 0.14589 | 0.1438 | 0.14116 | 0.1487
Table 7c: WC level - Alternative Programme Alternative Plan 7 Totex |  |  |  |  | 5 Year totals 2034/35: 5 Year totals
WRMP24 Reference | Expenditure element | Expenditure type | Unit | Decimal places | 2024/25 | 2025/26 | 2026/27 | 2027/28 | 2028/29 | 2029/30 | 2034/35 | 2039/40 | 2044/45 | 2049/50 | 2054/55 | 2059/60 | 2064/65 | 2069/70 | 2074/75 | 2079/80 | 2084/85 | 2089/90 | 2094/95 | 2099/100
AP6FP | Totex increases (base) | Totex | £m | 3 | 0 | 3.4044 | 4.5975 | 4.3238 | 3.501 | 3.5548 | 16.717 | 18.7057 | 17.7918 | 17.5369 | 18.1591 | 18.3175 | 17.6434 | 18.6691 | 18.6326
AP7FP | Totex savings (base) | Totex | £m | 3 | 0 | 0 | 0 | 0 | 0 | 0 | 0 | 0 | 0 | 0 | 0 | 0 | 0 | 0 | 0
AP8FP | Totex total (base) | Totex | £m | 3 | 0 | 3.4044 | 4.5975 | 4.3238 | 3.501 | 3.5548 | 16.717 | 18.7057 | 17.7918 | 17.5369 | 18.1591 | 18.3175 | 17.6434 | 18.6691 | 18.6326
Table 7d: WC level - Alternative Programme Alternative Plan 7 Enhancement Expenditure |  |  |  |  | 5 Year totals 2034/35: 5 Year totals
WRMP24 Reference | Expenditure element | Expenditure type | Unit | Decimal places | 2024/25 | 2025/26 | 2026/27 | 2027/28 | 2028/29 | 2029/30 | 2034/35 | 2039/40 | 2044/45 | 2049/50 | 2054/55 | 2059/60 | 2064/65 | 2069/70 | 2074/75 | 2079/80 | 2084/85 | 2089/90 | 2094/95 | 2099/100
AP9FP | Total enhancement expenditure | Capex | £m | 3 | 0 | 14.3077 | 9.5482 | 12.6896 | 17.2417 | 20.4622 | 67.9001 | 32.8759 | 24.1488 | 3.3897 | 21.9872 | 16.5025 | 11.9513 | 20.7393 | 4.1986
AP10FP | Total enhancement expenditure | Opex | £m | 3 | 0 | 1.5763 | 1.6089 | 1.5747 | 1.5747 | 1.5747 | 7.9048 | 18.2964 | 18.4442 | 18.5611 | 18.5434 | 18.4896 | 18.5272 | 18.5321 | 18.7268
AP11FP | Total enhancement expenditure | Totex | £m | 3 | 0 | 15.884 | 11.1571 | 14.2643 | 18.8164 | 22.037 | 75.805 | 51.1724 | 42.593 | 21.9508 | 40.5305 | 34.9921 | 30.4785 | 39.2714 | 22.9254
Water Company | Portsmouth Water | Programme: | Least Cost Plan | WRZ(s) impacted | 2024/25: PWSPRT; 2025/26: Planning Scenario; 2026/27: DYAA - 1 in 500
Description of key triggers for alternative programme activation | Same as the prefered plan
Monitoring and triggering of alternative programme | See Appendix 10A
Option differences to preferred (most likely) programme | Preferred options removed: PRT_p1_arun west, PRT_cm_p1_east hampshire
NPV cost associated with programme (£m) | 332.4502 | Likelihood | n/a | Earliest expected trigger year | 2024/25: n/a; 2025/26: Version; 2026/27: jet-20240206-190500-st-hybrid-dy-w1-tree16.05-options-v67-gov-led-hybridcp2-ppp5-pwh15-har2-twd14-no-force-kni-no-force-less-2075-fix-lcp¦Situation 4
Table 7a: WC level - Alternative Programme Alternative Plan 7 Baseline SDB |  |  |  |  | 5 Year totals 2034/35: 5 Year totals
WRMP24 Reference | BL SDB Component | Unit |  | Decimal places | 2024/25 | 2025/26 | 2026/27 | 2027/28 | 2028/29 | 2029/30 | 2034/35 | 2039/40 | 2044/45 | 2049/50 | 2054/55 | 2059/60 | 2064/65 | 2069/70 | 2074/75 | 2079/80 | 2084/85 | 2089/90 | 2094/95 | 2099/100
AP1BL | Distribution Input | Ml/d |  | 2 | 179.03 | 180.21 | 181.19 | 182.67 | 183.62 | 185.09 | 189.39 | 193.09 | 196.12 | 199.33 | 201.74 | 203.62 | 205.48 | 207.56 | 209.3
AP2BL | Total Water Available For Use | Ml/d |  | 2 | 151.2078 | 151.1327 | 166.0577 | 165.9826 | 165.9076 | 180.6325 | 160.6737 | 128.6464 | 100.292 | 71.9375 | 71.1319 | 70.3263 | 69.5206 | 68.715 | 67.9094
AP3BL | Target Headroom | Ml/d |  | 2 | 4.9589 | 4.9815 | 4.7662 | 5.0396 | 5.0663 | 5.1512 | 3.9912 | 2.6136 | 2.084 | 1.6689 | 1.4765 | 1.578 | 1.5438 | 1.4434 | 1.3238
AP5BL | Supply Demand Balance | Ml/d |  | 2 | -32.7811 | -34.0588 | -19.8985 | -21.727 | -22.7787 | -9.6087 | -32.7075 | -67.0571 | -97.912 | -129.0614 | -132.0846 | -134.8718 | -137.5032 | -140.2884 | -142.7144
Table 7b: WC level - Alternative Programme Alternative Plan 7 Final Plan SDB |  |  |  |  | 5 Year totals 2034/35: 5 Year totals
WRMP24 Reference | FP SDB Component | Unit |  | Decimal places | 2024/25 | 2025/26 | 2026/27 | 2027/28 | 2028/29 | 2029/30 | 2034/35 | 2039/40 | 2044/45 | 2049/50 | 2054/55 | 2059/60 | 2064/65 | 2069/70 | 2074/75 | 2079/80 | 2084/85 | 2089/90 | 2094/95 | 2099/100
AP1FP | Distribution Input | Ml/d |  | 2 | 179.03 | 176.9939 | 176.2168 | 174.127 | 170.4344 | 166.6563 | 149.9652 | 142.3482 | 138.7844 | 137.1056 | 138.7445 | 139.9753 | 141.1562 | 142.5756 | 143.6468
AP2FP | Total Water Available For Use | Ml/d |  | 2 | 163.2874 | 181.9952 | 181.9031 | 181.8109 | 181.7187 | 181.4265 | 153.9968 | 145.0535 | 140.9964 | 138.9341 | 140.358 | 141.6993 | 142.8438 | 144.1602 | 145.1193
AP3FP | Target Headroom | Ml/d |  | 2 | 4.9589 | 4.9815 | 4.7662 | 5.0396 | 5.0663 | 5.1512 | 3.9912 | 2.6136 | 2.084 | 1.6689 | 1.4765 | 1.578 | 1.5438 | 1.4434 | 1.3238
AP4FP | Supply Demand Balance | Ml/d |  | 2 | -20.7015 | 0.019832 | 0.9201 | 2.6443 | 6.218 | 9.619 | 0.040328 | 0.091649 | 0.12804 | 0.15958 | 0.13703 | 0.14589 | 0.1438 | 0.14116 | 0.1487
Table 7c: WC level - Alternative Programme Alternative Plan 7 Totex |  |  |  |  | 5 Year totals 2034/35: 5 Year totals
WRMP24 Reference | Expenditure element | Expenditure type | Unit | Decimal places | 2024/25 | 2025/26 | 2026/27 | 2027/28 | 2028/29 | 2029/30 | 2034/35 | 2039/40 | 2044/45 | 2049/50 | 2054/55 | 2059/60 | 2064/65 | 2069/70 | 2074/75 | 2079/80 | 2084/85 | 2089/90 | 2094/95 | 2099/100
AP6FP | Totex increases (base) | Totex | £m | 3 | 0 | 3.4044 | 4.5975 | 4.3238 | 3.501 | 3.5548 | 16.717 | 18.7057 | 17.7918 | 17.5369 | 18.1591 | 18.3175 | 17.6434 | 18.6691 | 18.6326
AP7FP | Totex savings (base) | Totex | £m | 3 | 0 | 0 | 0 | 0 | 0 | 0 | 0 | 0 | 0 | 0 | 0 | 0 | 0 | 0 | 0
AP8FP | Totex total (base) | Totex | £m | 3 | 0 | 3.4044 | 4.5975 | 4.3238 | 3.501 | 3.5548 | 16.717 | 18.7057 | 17.7918 | 17.5369 | 18.1591 | 18.3175 | 17.6434 | 18.6691 | 18.6326
Table 7d: WC level - Alternative Programme Alternative Plan 7 Enhancement Expenditure |  |  |  |  | 5 Year totals 2034/35: 5 Year totals
WRMP24 Reference | Expenditure element | Expenditure type | Unit | Decimal places | 2024/25 | 2025/26 | 2026/27 | 2027/28 | 2028/29 | 2029/30 | 2034/35 | 2039/40 | 2044/45 | 2049/50 | 2054/55 | 2059/60 | 2064/65 | 2069/70 | 2074/75 | 2079/80 | 2084/85 | 2089/90 | 2094/95 | 2099/100
AP9FP | Total enhancement expenditure | Capex | £m | 3 | 0 | 14.3077 | 9.5482 | 12.6896 | 17.2417 | 20.4622 | 67.9001 | 32.8759 | 42.5399 | 29.4164 | 21.9872 | 20.5874 | 17.8558 | 21.6527 | 8.0671
AP10FP | Total enhancement expenditure | Opex | £m | 3 | 0 | 1.5763 | 1.6089 | 1.5747 | 1.5747 | 1.5747 | 7.9048 | 18.4275 | 19.2962 | 26.2623 | 33.9383 | 35.271 | 38.7509 | 41.0016 | 40.7511
AP11FP | Total enhancement expenditure | Totex | £m | 3 | 0 | 15.884 | 11.1571 | 14.2643 | 18.8164 | 22.037 | 75.805 | 51.3035 | 61.8361 | 55.6787 | 55.9255 | 55.8584 | 56.6067 | 62.6543 | 48.8182
Water Company |  | Programme: |  | WRZ(s) impacted | 2025/26: Planning Scenario
Description of key triggers for alternative programme activation
Monitoring and triggering of alternative programme
Option differences to preferred (most likely) programme
NPV cost associated with programme (£m) |  | Likelihood |  | Earliest expected trigger year | 2025/26: Version
Table 7a: WC level - Alternative Programme Extra Plan 1: LTDS Core Baseline SDB |  |  |  |  | 5 Year totals 2034/35: 5 Year totals
WRMP24 Reference | BL SDB Component | Unit |  | Decimal places | 2024/25 | 2025/26 | 2026/27 | 2027/28 | 2028/29 | 2029/30 | 2034/35 | 2039/40 | 2044/45 | 2049/50 | 2054/55 | 2059/60 | 2064/65 | 2069/70 | 2074/75 | 2079/80 | 2084/85 | 2089/90 | 2094/95 | 2099/100
AP1BL | Distribution Input | Ml/d |  | 2
AP2BL | Total Water Available For Use | Ml/d |  | 2
AP3BL | Target Headroom | Ml/d |  | 2
AP5BL | Supply Demand Balance | Ml/d |  | 2
Table 7b: WC level - Alternative Programme Extra Plan 1: LTDS Core Final Plan SDB |  |  |  |  | 5 Year totals 2034/35: 5 Year totals
WRMP24 Reference | FP SDB Component | Unit |  | Decimal places | 2024/25 | 2025/26 | 2026/27 | 2027/28 | 2028/29 | 2029/30 | 2034/35 | 2039/40 | 2044/45 | 2049/50 | 2054/55 | 2059/60 | 2064/65 | 2069/70 | 2074/75 | 2079/80 | 2084/85 | 2089/90 | 2094/95 | 2099/100
AP1FP | Distribution Input | Ml/d |  | 2
AP2FP | Total Water Available For Use | Ml/d |  | 2
AP3FP | Target Headroom | Ml/d |  | 2
AP4FP | Supply Demand Balance | Ml/d |  | 2
Table 7c: WC level - Alternative Programme Extra Plan 1: LTDS Core Totex |  |  |  |  | 5 Year totals 2034/35: 5 Year totals
WRMP24 Reference | Expenditure element | Expenditure type | Unit | Decimal places | 2024/25 | 2025/26 | 2026/27 | 2027/28 | 2028/29 | 2029/30 | 2034/35 | 2039/40 | 2044/45 | 2049/50 | 2054/55 | 2059/60 | 2064/65 | 2069/70 | 2074/75 | 2079/80 | 2084/85 | 2089/90 | 2094/95 | 2099/100
AP6FP | Totex increases (base) | Totex | £m | 3
AP7FP | Totex savings (base) | Totex | £m | 3
AP8FP | Totex total (base) | Totex | £m | 3
Table 7d: WC level - Alternative Programme Extra Plan 1: LTDS Core Enhancement Expenditure |  |  |  |  | 5 Year totals 2034/35: 5 Year totals
WRMP24 Reference | Expenditure element | Expenditure type | Unit | Decimal places | 2024/25 | 2025/26 | 2026/27 | 2027/28 | 2028/29 | 2029/30 | 2034/35 | 2039/40 | 2044/45 | 2049/50 | 2054/55 | 2059/60 | 2064/65 | 2069/70 | 2074/75 | 2079/80 | 2084/85 | 2089/90 | 2094/95 | 2099/100
AP9FP | Total enhancement expenditure | Capex | £m | 3
AP10FP | Total enhancement expenditure | Opex | £m | 3
AP11FP | Total enhancement expenditure | Totex | £m | 3
Water Company |  | Programme: |  | WRZ(s) impacted | 2025/26: Planning Scenario
Description of key triggers for alternative programme activation
Monitoring and triggering of alternative programme
Option differences to preferred (most likely) programme
NPV cost associated with programme (£m) |  | Likelihood |  | Earliest expected trigger year | 2025/26: Version
Table 7a: WC level - Alternative Programme Extra Plan 2: LTDS Housing Plan Low Baseline SDB |  |  |  |  | 5 Year totals 2034/35: 5 Year totals
WRMP24 Reference | BL SDB Component | Unit |  | Decimal places | 2024/25 | 2025/26 | 2026/27 | 2027/28 | 2028/29 | 2029/30 | 2034/35 | 2039/40 | 2044/45 | 2049/50 | 2054/55 | 2059/60 | 2064/65 | 2069/70 | 2074/75 | 2079/80 | 2084/85 | 2089/90 | 2094/95 | 2099/100
AP1BL | Distribution Input | Ml/d |  | 2
AP2BL | Total Water Available For Use | Ml/d |  | 2
AP3BL | Target Headroom | Ml/d |  | 2
AP5BL | Supply Demand Balance | Ml/d |  | 2
Table 7b: WC level - Alternative Programme Extra Plan 2: LTDS Housing Plan Low Final Plan SDB |  |  |  |  | 5 Year totals 2034/35: 5 Year totals
WRMP24 Reference | FP SDB Component | Unit |  | Decimal places | 2024/25 | 2025/26 | 2026/27 | 2027/28 | 2028/29 | 2029/30 | 2034/35 | 2039/40 | 2044/45 | 2049/50 | 2054/55 | 2059/60 | 2064/65 | 2069/70 | 2074/75 | 2079/80 | 2084/85 | 2089/90 | 2094/95 | 2099/100
AP1FP | Distribution Input | Ml/d |  | 2
AP2FP | Total Water Available For Use | Ml/d |  | 2
AP3FP | Target Headroom | Ml/d |  | 2
AP4FP | Supply Demand Balance | Ml/d |  | 2
Table 7c: WC level - Alternative Programme Extra Plan 2: LTDS Housing Plan Low Totex |  |  |  |  | 5 Year totals 2034/35: 5 Year totals
WRMP24 Reference | Expenditure element | Expenditure type | Unit | Decimal places | 2024/25 | 2025/26 | 2026/27 | 2027/28 | 2028/29 | 2029/30 | 2034/35 | 2039/40 | 2044/45 | 2049/50 | 2054/55 | 2059/60 | 2064/65 | 2069/70 | 2074/75 | 2079/80 | 2084/85 | 2089/90 | 2094/95 | 2099/100
AP6FP | Totex increases (base) | Totex | £m | 3
AP7FP | Totex savings (base) | Totex | £m | 3
AP8FP | Totex total (base) | Totex | £m | 3
Table 7d: WC level - Alternative Programme Extra Plan 2: LTDS Housing Plan Low Enhancement Expenditure |  |  |  |  | 5 Year totals 2034/35: 5 Year totals
WRMP24 Reference | Expenditure element | Expenditure type | Unit | Decimal places | 2024/25 | 2025/26 | 2026/27 | 2027/28 | 2028/29 | 2029/30 | 2034/35 | 2039/40 | 2044/45 | 2049/50 | 2054/55 | 2059/60 | 2064/65 | 2069/70 | 2074/75 | 2079/80 | 2084/85 | 2089/90 | 2094/95 | 2099/100
AP9FP | Total enhancement expenditure | Capex | £m | 3
AP10FP | Total enhancement expenditure | Opex | £m | 3
AP11FP | Total enhancement expenditure | Totex | £m | 3
Water Company |  | Programme: |  | WRZ(s) impacted | 2025/26: Planning Scenario
Description of key triggers for alternative programme activation
Monitoring and triggering of alternative programme
Option differences to preferred (most likely) programme
NPV cost associated with programme (£m) |  | Likelihood |  | Earliest expected trigger year | 2025/26: Version
Table 7a: WC level - Alternative Programme Extra Plan 3: LTDS High Env Dest Baseline SDB |  |  |  |  | 5 Year totals 2034/35: 5 Year totals
WRMP24 Reference | BL SDB Component | Unit |  | Decimal places | 2024/25 | 2025/26 | 2026/27 | 2027/28 | 2028/29 | 2029/30 | 2034/35 | 2039/40 | 2044/45 | 2049/50 | 2054/55 | 2059/60 | 2064/65 | 2069/70 | 2074/75 | 2079/80 | 2084/85 | 2089/90 | 2094/95 | 2099/100
AP1BL | Distribution Input | Ml/d |  | 2
AP2BL | Total Water Available For Use | Ml/d |  | 2
AP3BL | Target Headroom | Ml/d |  | 2
AP5BL | Supply Demand Balance | Ml/d |  | 2
Table 7b: WC level - Alternative Programme Extra Plan 3: LTDS High Env Dest Final Plan SDB |  |  |  |  | 5 Year totals 2034/35: 5 Year totals
WRMP24 Reference | FP SDB Component | Unit |  | Decimal places | 2024/25 | 2025/26 | 2026/27 | 2027/28 | 2028/29 | 2029/30 | 2034/35 | 2039/40 | 2044/45 | 2049/50 | 2054/55 | 2059/60 | 2064/65 | 2069/70 | 2074/75 | 2079/80 | 2084/85 | 2089/90 | 2094/95 | 2099/100
AP1FP | Distribution Input | Ml/d |  | 2
AP2FP | Total Water Available For Use | Ml/d |  | 2
AP3FP | Target Headroom | Ml/d |  | 2
AP4FP | Supply Demand Balance | Ml/d |  | 2
Table 7c: WC level - Alternative Programme Extra Plan 3: LTDS High Env Dest Totex |  |  |  |  | 5 Year totals 2034/35: 5 Year totals
WRMP24 Reference | Expenditure element | Expenditure type | Unit | Decimal places | 2024/25 | 2025/26 | 2026/27 | 2027/28 | 2028/29 | 2029/30 | 2034/35 | 2039/40 | 2044/45 | 2049/50 | 2054/55 | 2059/60 | 2064/65 | 2069/70 | 2074/75 | 2079/80 | 2084/85 | 2089/90 | 2094/95 | 2099/100
AP6FP | Totex increases (base) | Totex | £m | 3
AP7FP | Totex savings (base) | Totex | £m | 3
AP8FP | Totex total (base) | Totex | £m | 3
Table 7d: WC level - Alternative Programme Extra Plan 3: LTDS High Env Dest Enhancement Expenditure |  |  |  |  | 5 Year totals 2034/35: 5 Year totals
WRMP24 Reference | Expenditure element | Expenditure type | Unit | Decimal places | 2024/25 | 2025/26 | 2026/27 | 2027/28 | 2028/29 | 2029/30 | 2034/35 | 2039/40 | 2044/45 | 2049/50 | 2054/55 | 2059/60 | 2064/65 | 2069/70 | 2074/75 | 2079/80 | 2084/85 | 2089/90 | 2094/95 | 2099/100
AP9FP | Total enhancement expenditure | Capex | £m | 3
AP10FP | Total enhancement expenditure | Opex | £m | 3
AP11FP | Total enhancement expenditure | Totex | £m | 3
Water Company |  | Programme: |  | WRZ(s) impacted | 2025/26: Planning Scenario
Description of key triggers for alternative programme activation
Monitoring and triggering of alternative programme
Option differences to preferred (most likely) programme
NPV cost associated with programme (£m) |  | Likelihood |  | Earliest expected trigger year | 2025/26: Version
Table 7a: WC level - Alternative Programme Extra Plan 4: LTDS Housing Plan Low Env Dest Baseline SDB |  |  |  |  | 5 Year totals 2034/35: 5 Year totals
WRMP24 Reference | BL SDB Component | Unit |  | Decimal places | 2024/25 | 2025/26 | 2026/27 | 2027/28 | 2028/29 | 2029/30 | 2034/35 | 2039/40 | 2044/45 | 2049/50 | 2054/55 | 2059/60 | 2064/65 | 2069/70 | 2074/75 | 2079/80 | 2084/85 | 2089/90 | 2094/95 | 2099/100
AP1BL | Distribution Input | Ml/d |  | 2
AP2BL | Total Water Available For Use | Ml/d |  | 2
AP3BL | Target Headroom | Ml/d |  | 2
AP5BL | Supply Demand Balance | Ml/d |  | 2
Table 7b: WC level - Alternative Programme Extra Plan 4: LTDS Housing Plan Low Env Dest Final Plan SDB |  |  |  |  | 5 Year totals 2034/35: 5 Year totals
WRMP24 Reference | FP SDB Component | Unit |  | Decimal places | 2024/25 | 2025/26 | 2026/27 | 2027/28 | 2028/29 | 2029/30 | 2034/35 | 2039/40 | 2044/45 | 2049/50 | 2054/55 | 2059/60 | 2064/65 | 2069/70 | 2074/75 | 2079/80 | 2084/85 | 2089/90 | 2094/95 | 2099/100
AP1FP | Distribution Input | Ml/d |  | 2
AP2FP | Total Water Available For Use | Ml/d |  | 2
AP3FP | Target Headroom | Ml/d |  | 2
AP4FP | Supply Demand Balance | Ml/d |  | 2
Table 7c: WC level - Alternative Programme Extra Plan 4: LTDS Housing Plan Low Env Dest Totex |  |  |  |  | 5 Year totals 2034/35: 5 Year totals
WRMP24 Reference | Expenditure element | Expenditure type | Unit | Decimal places | 2024/25 | 2025/26 | 2026/27 | 2027/28 | 2028/29 | 2029/30 | 2034/35 | 2039/40 | 2044/45 | 2049/50 | 2054/55 | 2059/60 | 2064/65 | 2069/70 | 2074/75 | 2079/80 | 2084/85 | 2089/90 | 2094/95 | 2099/100
AP6FP | Totex increases (base) | Totex | £m | 3
AP7FP | Totex savings (base) | Totex | £m | 3
AP8FP | Totex total (base) | Totex | £m | 3
Table 7d: WC level - Alternative Programme Extra Plan 4: LTDS Housing Plan Low Env Dest Enhancement Expenditure |  |  |  |  | 5 Year totals 2034/35: 5 Year totals
WRMP24 Reference | Expenditure element | Expenditure type | Unit | Decimal places | 2024/25 | 2025/26 | 2026/27 | 2027/28 | 2028/29 | 2029/30 | 2034/35 | 2039/40 | 2044/45 | 2049/50 | 2054/55 | 2059/60 | 2064/65 | 2069/70 | 2074/75 | 2079/80 | 2084/85 | 2089/90 | 2094/95 | 2099/100
AP9FP | Total enhancement expenditure | Capex | £m | 3
AP10FP | Total enhancement expenditure | Opex | £m | 3
AP11FP | Total enhancement expenditure | Totex | £m | 3
Water Company |  | Programme: |  | WRZ(s) impacted | 2025/26: Planning Scenario
Description of key triggers for alternative programme activation
Monitoring and triggering of alternative programme
Option differences to preferred (most likely) programme
NPV cost associated with programme (£m) |  | Likelihood |  | Earliest expected trigger year | 2025/26: Version
Table 7a: WC level - Alternative Programme Extra Plan 5: LTDS High Env Dest Baseline SDB |  |  |  |  | 5 Year totals 2034/35: 5 Year totals
WRMP24 Reference | BL SDB Component | Unit |  | Decimal places | 2024/25 | 2025/26 | 2026/27 | 2027/28 | 2028/29 | 2029/30 | 2034/35 | 2039/40 | 2044/45 | 2049/50 | 2054/55 | 2059/60 | 2064/65 | 2069/70 | 2074/75 | 2079/80 | 2084/85 | 2089/90 | 2094/95 | 2099/100
AP1BL | Distribution Input | Ml/d |  | 2
AP2BL | Total Water Available For Use | Ml/d |  | 2
AP3BL | Target Headroom | Ml/d |  | 2
AP5BL | Supply Demand Balance | Ml/d |  | 2
Table 7b: WC level - Alternative Programme Extra Plan 5: LTDS High Env Dest Final Plan SDB |  |  |  |  | 5 Year totals 2034/35: 5 Year totals
WRMP24 Reference | FP SDB Component | Unit |  | Decimal places | 2024/25 | 2025/26 | 2026/27 | 2027/28 | 2028/29 | 2029/30 | 2034/35 | 2039/40 | 2044/45 | 2049/50 | 2054/55 | 2059/60 | 2064/65 | 2069/70 | 2074/75 | 2079/80 | 2084/85 | 2089/90 | 2094/95 | 2099/100
AP1FP | Distribution Input | Ml/d |  | 2
AP2FP | Total Water Available For Use | Ml/d |  | 2
AP3FP | Target Headroom | Ml/d |  | 2
AP4FP | Supply Demand Balance | Ml/d |  | 2
Table 7c: WC level - Alternative Programme Extra Plan 5: LTDS High Env Dest Totex |  |  |  |  | 5 Year totals 2034/35: 5 Year totals
WRMP24 Reference | Expenditure element | Expenditure type | Unit | Decimal places | 2024/25 | 2025/26 | 2026/27 | 2027/28 | 2028/29 | 2029/30 | 2034/35 | 2039/40 | 2044/45 | 2049/50 | 2054/55 | 2059/60 | 2064/65 | 2069/70 | 2074/75 | 2079/80 | 2084/85 | 2089/90 | 2094/95 | 2099/100
AP6FP | Totex increases (base) | Totex | £m | 3
AP7FP | Totex savings (base) | Totex | £m | 3
AP8FP | Totex total (base) | Totex | £m | 3
Table 7d: WC level - Alternative Programme Extra Plan 5: LTDS High Env Dest Enhancement Expenditure |  |  |  |  | 5 Year totals 2034/35: 5 Year totals
WRMP24 Reference | Expenditure element | Expenditure type | Unit | Decimal places | 2024/25 | 2025/26 | 2026/27 | 2027/28 | 2028/29 | 2029/30 | 2034/35 | 2039/40 | 2044/45 | 2049/50 | 2054/55 | 2059/60 | 2064/65 | 2069/70 | 2074/75 | 2079/80 | 2084/85 | 2089/90 | 2094/95 | 2099/100
AP9FP | Total enhancement expenditure | Capex | £m | 3
AP10FP | Total enhancement expenditure | Opex | £m | 3
AP11FP | Total enhancement expenditure | Totex | £m | 3
Water Company |  | Programme: |  | WRZ(s) impacted | 2025/26: Planning Scenario
Description of key triggers for alternative programme activation
Monitoring and triggering of alternative programme
Option differences to preferred (most likely) programme
NPV cost associated with programme (£m) |  | Likelihood |  | Earliest expected trigger year | 2025/26: Version
Table 7a: WC level - Alternative Programme Extra Plan 6: LTDS Housing Plan Low CC High Env Dest Baseline SDB |  |  |  |  | 5 Year totals 2034/35: 5 Year totals
WRMP24 Reference | BL SDB Component | Unit |  | Decimal places | 2024/25 | 2025/26 | 2026/27 | 2027/28 | 2028/29 | 2029/30 | 2034/35 | 2039/40 | 2044/45 | 2049/50 | 2054/55 | 2059/60 | 2064/65 | 2069/70 | 2074/75 | 2079/80 | 2084/85 | 2089/90 | 2094/95 | 2099/100
AP1BL | Distribution Input | Ml/d |  | 2
AP2BL | Total Water Available For Use | Ml/d |  | 2
AP3BL | Target Headroom | Ml/d |  | 2
AP5BL | Supply Demand Balance | Ml/d |  | 2
Table 7b: WC level - Alternative Programme Extra Plan 6: LTDS Housing Plan Low CC High Env Dest Final Plan SDB |  |  |  |  | 5 Year totals 2034/35: 5 Year totals
WRMP24 Reference | FP SDB Component | Unit |  | Decimal places | 2024/25 | 2025/26 | 2026/27 | 2027/28 | 2028/29 | 2029/30 | 2034/35 | 2039/40 | 2044/45 | 2049/50 | 2054/55 | 2059/60 | 2064/65 | 2069/70 | 2074/75 | 2079/80 | 2084/85 | 2089/90 | 2094/95 | 2099/100
AP1FP | Distribution Input | Ml/d |  | 2
AP2FP | Total Water Available For Use | Ml/d |  | 2
AP3FP | Target Headroom | Ml/d |  | 2
AP4FP | Supply Demand Balance | Ml/d |  | 2
Table 7c: WC level - Alternative Programme Extra Plan 6: LTDS Housing Plan Low CC High Env Dest Totex |  |  |  |  | 5 Year totals 2034/35: 5 Year totals
WRMP24 Reference | Expenditure element | Expenditure type | Unit | Decimal places | 2024/25 | 2025/26 | 2026/27 | 2027/28 | 2028/29 | 2029/30 | 2034/35 | 2039/40 | 2044/45 | 2049/50 | 2054/55 | 2059/60 | 2064/65 | 2069/70 | 2074/75 | 2079/80 | 2084/85 | 2089/90 | 2094/95 | 2099/100
AP6FP | Totex increases (base) | Totex | £m | 3
AP7FP | Totex savings (base) | Totex | £m | 3
AP8FP | Totex total (base) | Totex | £m | 3
Table 7d: WC level - Alternative Programme Extra Plan 6: LTDS Housing Plan Low CC High Env Dest Enhancement Expenditure |  |  |  |  | 5 Year totals 2034/35: 5 Year totals
WRMP24 Reference | Expenditure element | Expenditure type | Unit | Decimal places | 2024/25 | 2025/26 | 2026/27 | 2027/28 | 2028/29 | 2029/30 | 2034/35 | 2039/40 | 2044/45 | 2049/50 | 2054/55 | 2059/60 | 2064/65 | 2069/70 | 2074/75 | 2079/80 | 2084/85 | 2089/90 | 2094/95 | 2099/100
AP9FP | Total enhancement expenditure | Capex | £m | 3
AP10FP | Total enhancement expenditure | Opex | £m | 3
AP11FP | Total enhancement expenditure | Totex | £m | 3
Water Company |  | Programme: |  | WRZ(s) impacted | 2025/26: Planning Scenario
Description of key triggers for alternative programme activation
Monitoring and triggering of alternative programme
Option differences to preferred (most likely) programme
NPV cost associated with programme (£m) |  | Likelihood |  | Earliest expected trigger year | 2025/26: Version
Table 7a: WC level - Alternative Programme Extra Plan 7: LTDS Housing Plan High Env Dest Baseline SDB |  |  |  |  | 5 Year totals 2034/35: 5 Year totals
WRMP24 Reference | BL SDB Component | Unit |  | Decimal places | 2024/25 | 2025/26 | 2026/27 | 2027/28 | 2028/29 | 2029/30 | 2034/35 | 2039/40 | 2044/45 | 2049/50 | 2054/55 | 2059/60 | 2064/65 | 2069/70 | 2074/75 | 2079/80 | 2084/85 | 2089/90 | 2094/95 | 2099/100
AP1BL | Distribution Input | Ml/d |  | 2
AP2BL | Total Water Available For Use | Ml/d |  | 2
AP3BL | Target Headroom | Ml/d |  | 2
AP5BL | Supply Demand Balance | Ml/d |  | 2
Table 7b: WC level - Alternative Programme Extra Plan 7: LTDS Housing Plan High Env Dest Final Plan SDB |  |  |  |  | 5 Year totals 2034/35: 5 Year totals
WRMP24 Reference | FP SDB Component | Unit |  | Decimal places | 2024/25 | 2025/26 | 2026/27 | 2027/28 | 2028/29 | 2029/30 | 2034/35 | 2039/40 | 2044/45 | 2049/50 | 2054/55 | 2059/60 | 2064/65 | 2069/70 | 2074/75 | 2079/80 | 2084/85 | 2089/90 | 2094/95 | 2099/100
AP1FP | Distribution Input | Ml/d |  | 2
AP2FP | Total Water Available For Use | Ml/d |  | 2
AP3FP | Target Headroom | Ml/d |  | 2
AP4FP | Supply Demand Balance | Ml/d |  | 2
Table 7c: WC level - Alternative Programme Extra Plan 7: LTDS Housing Plan High Env Dest Totex |  |  |  |  | 5 Year totals 2034/35: 5 Year totals
WRMP24 Reference | Expenditure element | Expenditure type | Unit | Decimal places | 2024/25 | 2025/26 | 2026/27 | 2027/28 | 2028/29 | 2029/30 | 2034/35 | 2039/40 | 2044/45 | 2049/50 | 2054/55 | 2059/60 | 2064/65 | 2069/70 | 2074/75 | 2079/80 | 2084/85 | 2089/90 | 2094/95 | 2099/100
AP6FP | Totex increases (base) | Totex | £m | 3
AP7FP | Totex savings (base) | Totex | £m | 3
AP8FP | Totex total (base) | Totex | £m | 3
Table 7d: WC level - Alternative Programme Extra Plan 7: LTDS Housing Plan High Env Dest Enhancement Expenditure |  |  |  |  | 5 Year totals 2034/35: 5 Year totals
WRMP24 Reference | Expenditure element | Expenditure type | Unit | Decimal places | 2024/25 | 2025/26 | 2026/27 | 2027/28 | 2028/29 | 2029/30 | 2034/35 | 2039/40 | 2044/45 | 2049/50 | 2054/55 | 2059/60 | 2064/65 | 2069/70 | 2074/75 | 2079/80 | 2084/85 | 2089/90 | 2094/95 | 2099/100
AP9FP | Total enhancement expenditure | Capex | £m | 3
AP10FP | Total enhancement expenditure | Opex | £m | 3
AP11FP | Total enhancement expenditure | Totex | £m | 3
Water Company |  | Programme: |  | WRZ(s) impacted | 2025/26: Planning Scenario
Description of key triggers for alternative programme activation
Monitoring and triggering of alternative programme
Option differences to preferred (most likely) programme
NPV cost associated with programme (£m) |  | Likelihood |  | Earliest expected trigger year | 2025/26: Version
Table 7a: WC level - Alternative Programme Extra Plan 8: LTDS High Climate Change Baseline SDB |  |  |  |  | 5 Year totals 2034/35: 5 Year totals
WRMP24 Reference | BL SDB Component | Unit |  | Decimal places | 2024/25 | 2025/26 | 2026/27 | 2027/28 | 2028/29 | 2029/30 | 2034/35 | 2039/40 | 2044/45 | 2049/50 | 2054/55 | 2059/60 | 2064/65 | 2069/70 | 2074/75 | 2079/80 | 2084/85 | 2089/90 | 2094/95 | 2099/100
AP1BL | Distribution Input | Ml/d |  | 2
AP2BL | Total Water Available For Use | Ml/d |  | 2
AP3BL | Target Headroom | Ml/d |  | 2
AP5BL | Supply Demand Balance | Ml/d |  | 2
Table 7b: WC level - Alternative Programme Extra Plan 8: LTDS High Climate Change Final Plan SDB |  |  |  |  | 5 Year totals 2034/35: 5 Year totals
WRMP24 Reference | FP SDB Component | Unit |  | Decimal places | 2024/25 | 2025/26 | 2026/27 | 2027/28 | 2028/29 | 2029/30 | 2034/35 | 2039/40 | 2044/45 | 2049/50 | 2054/55 | 2059/60 | 2064/65 | 2069/70 | 2074/75 | 2079/80 | 2084/85 | 2089/90 | 2094/95 | 2099/100
AP1FP | Distribution Input | Ml/d |  | 2
AP2FP | Total Water Available For Use | Ml/d |  | 2
AP3FP | Target Headroom | Ml/d |  | 2
AP4FP | Supply Demand Balance | Ml/d |  | 2
Table 7c: WC level - Alternative Programme Extra Plan 8: LTDS High Climate Change Totex |  |  |  |  | 5 Year totals 2034/35: 5 Year totals
WRMP24 Reference | Expenditure element | Expenditure type | Unit | Decimal places | 2024/25 | 2025/26 | 2026/27 | 2027/28 | 2028/29 | 2029/30 | 2034/35 | 2039/40 | 2044/45 | 2049/50 | 2054/55 | 2059/60 | 2064/65 | 2069/70 | 2074/75 | 2079/80 | 2084/85 | 2089/90 | 2094/95 | 2099/100
AP6FP | Totex increases (base) | Totex | £m | 3
AP7FP | Totex savings (base) | Totex | £m | 3
AP8FP | Totex total (base) | Totex | £m | 3
Table 7d: WC level - Alternative Programme Extra Plan 8: LTDS High Climate Change Enhancement Expenditure |  |  |  |  | 5 Year totals 2034/35: 5 Year totals
WRMP24 Reference | Expenditure element | Expenditure type | Unit | Decimal places | 2024/25 | 2025/26 | 2026/27 | 2027/28 | 2028/29 | 2029/30 | 2034/35 | 2039/40 | 2044/45 | 2049/50 | 2054/55 | 2059/60 | 2064/65 | 2069/70 | 2074/75 | 2079/80 | 2084/85 | 2089/90 | 2094/95 | 2099/100
AP9FP | Total enhancement expenditure | Capex | £m | 3
AP10FP | Total enhancement expenditure | Opex | £m | 3
AP11FP | Total enhancement expenditure | Totex | £m | 3
Note: Price base is 2020/21

## 8. Business Plan Links
Water Company | Portsmouth Water | Version | jet-20240206-190500-st-hybrid-dy-w1-tree16.05-options-v67-gov-led-hybridcp2-ppp5-pwh15-har2-twd14-no-force-kni-no-force-less-2075-fix-bvp¦Situation 4 |  | Back to title page
Planning Scenario | Preferred (most likely) programme | NPV cost associated with plan (£m) | 331.217
Table 8a: Summary Base Totex expenditure for programme consistent with RAG reporting requirements |  |  |  |  | Annual totals | [10 empty] | Five year totals
Reference | Expenditure element | Expenditure type | Unit | Decimal places | 2019-20 | 2020-21 | 2021-22 | 2022-23 | 2023-24 | 2024-25 | 2025-26 | 2026-27 | 2027-28 | 2028-29 | 2029-30 | 2030-31 to 2034-35 | 2035-36 to 2039-40 | 2040-41 to 2044-45 | 2045-46 to 2049-50 | 2050-51 to 2054-55 | 2055-56 to 2059-60 | 2060-61 to 2064-65 | 2065-66 to 2069-70 | 2070-71 to 2074-75 | 2075-76 to 2079-80
A1 | Totex increases (base) | Totex | £m | 3 | 0 | 1.593 | 0 | 0 | 0 | 0 | 3.4044 | 4.5975 | 4.3238 | 3.501 | 3.5548 | 16.717 | 18.7057 | 17.7918 | 17.5369 | 18.1591 | 18.3175 | 17.6434 | 18.6691 | 18.6326
A2 | Totex savings (base) | Totex | £m | 3 | 0 | 0 | 0 | 0 | 0 | 0 | 0 | 0 | 0 | 0 | 0 | 0 | 0 | 0 | 0 | 0 | 0 | 0 | 0 | 0
A3 | Total totex variance (base) | Totex | £m | 3 | 0 | 1.593 | 0 | 0 | 0 | 0 | 3.4044 | 4.5975 | 4.3238 | 3.501 | 3.5548 | 16.717 | 18.7057 | 17.7918 | 17.5369 | 18.1591 | 18.3175 | 17.6434 | 18.6691 | 18.6326 | 0
Table 8b: Summary of supply-demand balance enhancement expenditure for programme consistent with RAG reporting requirements |  |  |  |  | Annual totals 2019-20: Annual totals | Five year totals
Reference | Expenditure element | Expenditure type | Unit | Decimal places | 2019-20 | 2020-21 | 2021-22 | 2022-23 | 2023-24 | 2024-25 | 2025-26 | 2026-27 | 2027-28 | 2028-29 | 2029-30 | 2030-31 to 2034-35 | 2035-36 to 2039-40 | 2040-41 to 2044-45 | 2045-46 to 2049-50 | 2050-51 to 2054-55 | 2055-56 to 2059-60 | 2060-61 to 2064-65 | 2065-66 to 2069-70 | 2070-71 to 2074-75 | 2075-76 to 2079-80
B1 | Supply-side improvements | Capex | £m | 3 | 0 | 0 | 0 | 0 | 0 | 0 | 0 | 0 | 0 | 0 | 0 | 6.3811 | 25.5245 | 0 | 0 | 0 | 6.0515 | 0 | 0 | 4.4555
B2 | Supply-side improvements | Opex | £m | 3 | 0 | 0 | 0 | 0 | 0 | 0 | 0 | 0 | 0 | 0 | 0 | 0 | 0.20816 | 1.3678 | 1.7874 | 1.794 | 1.794 | 1.794 | 1.794 | 1.794
B3 | Supply-side improvements | Totex | £m | 3 | 0 | 0 | 0 | 0 | 0 | 0 | 0 | 0 | 0 | 0 | 0 | 6.3811 | 25.7327 | 1.3678 | 1.7874 | 1.794 | 7.8455 | 1.794 | 1.794 | 6.2495 | 0
B4 | Demand-side improvements (excl. leakage and metering) | Capex | £m | 3 | 0 | 0 | 0 | 0 | 0 | 0 | 0 | 0 | 0 | 0 | 0 | 0 | 0 | 0 | 0 | 0 | 0 | 0 | 0 | 0
B5 | Demand-side improvements (excl. leakage and metering) | Opex | £m | 3 | 0 | 0 | 0 | 0 | 0 | 0 | 0 | 0 | 0 | 0 | 0 | 0 | 0 | 0 | 0 | 0 | 0 | 0 | 0 | 0
B6 | Demand-side improvements (excl. leakage and metering) | Totex | £m | 3 | 0 | 0 | 0 | 0 | 0 | 0 | 0 | 0 | 0 | 0 | 0 | 0 | 0 | 0 | 0 | 0 | 0 | 0 | 0 | 0 | 0
B7 | Leakage improvements | Capex | £m | 3 | 0 | 0 | 0 | 0 | 0 | 0 | 0.38557 | 0.61859 | 0.87505 | 1.054 | 1.2281 | 3.7181 | 0 | 0 | 0 | 0 | 0 | 0 | 0 | 0
B8 | Leakage improvements | Opex | £m | 3 | 0 | 0 | 0 | 0 | 0 | 0 | 0 | 0 | 0 | 0 | 0 | 0 | 0 | 0 | 0 | 0 | 0 | 0 | 0 | 0
B9 | Leakage improvements | Totex | £m | 3 | 0 | 0 | 0 | 0 | 0 | 0 | 0.38557 | 0.61859 | 0.87505 | 1.054 | 1.2281 | 3.7181 | 0 | 0 | 0 | 0 | 0 | 0 | 0 | 0 | 0
B10 | Internal interconnectors | Capex | £m | 3 | 0 | 0 | 0 | 0 | 0 | 0 | 0 | 0 | 0 | 0 | 0 | 0.69953 | 0 | 18.5211 | 26.0267 | 0.282 | 0.14861 | 2.0982 | 8.7861 | 4.1505
B11 | Internal interconnectors | Opex | £m | 3 | 0 | 0 | 0 | 0 | 0 | 0 | 0 | 0 | 0 | 0 | 0 | 0.033027 | 0.082567 | 0.082567 | 6.6052 | 14.2745 | 15.5431 | 16.7128 | 17.811 | 19.6705
B12 | Internal interconnectors | Totex | £m | 3 | 0 | 0 | 0 | 0 | 0 | 0 | 0 | 0 | 0 | 0 | 0 | 0.73255 | 0.082567 | 18.6037 | 32.6319 | 14.5565 | 15.6917 | 18.811 | 26.5971 | 23.821 | 0
B13 | Strategic regional water resources | Capex | £m | 3 | 0 | 0 | 0 | 0 | 0 | 0 | 0 | 0 | 0 | 0 | 0 | 0 | 0 | 0 | 0 | 0 | 0 | 0 | 0 | 0
B14 | Strategic regional water resources | Opex | £m | 3 | 0 | 0 | 0 | 0 | 0 | 0 | 0 | 0 | 0 | 0 | 0 | 0 | 0 | 0 | 0 | 0 | 0 | 0 | 0 | 0
B15 | Strategic regional water resources | Totex | £m | 3 | 0 | 0 | 0 | 0 | 0 | 0 | 0 | 0 | 0 | 0 | 0 | 0 | 0 | 0 | 0 | 0 | 0 | 0 | 0 | 0 | 0
B16 | Total supply demand expenditure | Totex | £m | 3 | 0 | 0 | 0 | 0 | 0 | 0 | 0.38557 | 0.61859 | 0.87505 | 1.054 | 1.2281 | 10.8318 | 25.8152 | 19.9715 | 34.4193 | 16.3505 | 23.5373 | 20.605 | 28.3911 | 30.0705 | 0
Table 8c: Summary of metering enhancement expenditure for programme consistent with RAG reporting requirements |  |  |  |  | Annual totals 2019-20: Annual totals | Five year totals
Reference | Expenditure element | Expenditure type | Unit | Decimal places | 2019-20 | 2020-21 | 2021-22 | 2022-23 | 2023-24 | 2024-25 | 2025-26 | 2026-27 | 2027-28 | 2028-29 | 2029-30 | 2030-31 to 2034-35 | 2035-36 to 2039-40 | 2040-41 to 2044-45 | 2045-46 to 2049-50 | 2050-51 to 2054-55 | 2055-56 to 2059-60 | 2060-61 to 2064-65 | 2065-66 to 2069-70 | 2070-71 to 2074-75 | 2075-76 to 2079-80
C1 | New meters requested by existing customers (optants) | Capex | £m | 3 | 0 | 0 | 0 | 0 | 0 | 0 | 0 | 0 | 0 | 0 | 0 | 0 | 0 | 0 | 0 | 0 | 0 | 0 | 0 | 0
C1.1 | New basic meters requested by existing customers (optants) | Capex | £m | 3 | 0 | 0 | 0 | 0 | 0 | 0 | 0 | 0 | 0 | 0 | 0 | 0 | 0 | 0 | 0 | 0 | 0 | 0 | 0 | 0
C1.2 | New AMR meters requested by existing customers (optants) | Capex | £m | 3 | 0 | 0 | 0 | 0 | 0 | 0 | 0 | 0 | 0 | 0 | 0 | 0 | 0 | 0 | 0 | 0 | 0 | 0 | 0 | 0
C1.3 | New AMI meters requested by existing customers (optants) | Capex | £m | 3 | 0 | 0 | 0 | 0 | 0 | 0 | 0 | 0 | 0 | 0 | 0 | 0 | 0 | 0 | 0 | 0 | 0 | 0 | 0 | 0
C2 | New meters requested by existing customers (optants) | Opex | £m | 3 | 0 | 0 | 0 | 0 | 0 | 0 | 0 | 0 | 0 | 0 | 0 | 0 | 0 | 0 | 0 | 0 | 0 | 0 | 0 | 0
C2.1 | New basic meters requested by existing customers (optants) | Opex | £m | 3 | 0 | 0 | 0 | 0 | 0 | 0 | 0 | 0 | 0 | 0 | 0 | 0 | 0 | 0 | 0 | 0 | 0 | 0 | 0 | 0
C2.2 | New AMR meters requested by existing customers (optants) | Opex | £m | 3 | 0 | 0 | 0 | 0 | 0 | 0 | 0 | 0 | 0 | 0 | 0 | 0 | 0 | 0 | 0 | 0 | 0 | 0 | 0 | 0
C2.3 | New AMI meters requested by existing customers (optants) | Opex | £m | 3 | 0 | 0 | 0 | 0 | 0 | 0 | 0 | 0 | 0 | 0 | 0 | 0 | 0 | 0 | 0 | 0 | 0 | 0 | 0 | 0
C3 | New meters requested by existing customers (optants) | Totex | £m | 3 | 0 | 0 | 0 | 0 | 0 | 0 | 0 | 0 | 0 | 0 | 0 | 0 | 0 | 0 | 0 | 0 | 0 | 0 | 0 | 0 | 0
C4 | New meters introduced by companies for existing customers | Capex | £m | 3 | 0 | 0 | 0 | 0 | 0 | 0 | 13.0098 | 3.9351 | 3.186 | 4.2161 | 4.8979 | 14.6225 | 1.7915 | 1.9627 | 1.7528 | 1.8505 | 1.7371 | 1.7488 | 1.8417 | 1.669
C4.1 | New basic meters introduced by companies for existing customers | Capex | £m | 3 | 0 | 0 | 0 | 0 | 0 | 0 | 0 | 0 | 0 | 0 | 0 | 0 | 0 | 0 | 0 | 0 | 0 | 0 | 0 | 0
C4.2 | New AMR meters introduced by companies for existing customers | Capex | £m | 3 | 0 | 0 | 0 | 0 | 0 | 0 | 0 | 0 | 0 | 0 | 0 | 0 | 0 | 0 | 0 | 0 | 0 | 0 | 0 | 0
C4.3 | New AMI meters introduced by companies for existing customers | Capex | £m | 3 | 0 | 0 | 0 | 0 | 0 | 0 | 13.0098 | 3.9351 | 3.186 | 4.2161 | 4.8979 | 14.6225 | 1.7915 | 1.9627 | 1.7528 | 1.8505 | 1.7371 | 1.7488 | 1.8417 | 1.669
C5 | New meters introduced by companies for existing customers | Opex | £m | 3 | 0 | 0 | 0 | 0 | 0 | 0 | 1.5763 | 1.6089 | 1.5747 | 1.5747 | 1.5747 | 7.8718 | 9.4166 | 9.1495 | 9.1495 | 9.1495 | 9.1495 | 9.1495 | 9.1495 | 9.1495
C5.1 | New basic meters introduced by companies for existing customers | Opex | £m | 3 | 0 | 0 | 0 | 0 | 0 | 0 | 0 | 0 | 0 | 0 | 0 | 0 | 0 | 0 | 0 | 0 | 0 | 0 | 0 | 0
C5.2 | New AMR meters introduced by companies for existing customers | Opex | £m | 3 | 0 | 0 | 0 | 0 | 0 | 0 | 0 | 0 | 0 | 0 | 0 | 0 | 0 | 0 | 0 | 0 | 0 | 0 | 0 | 0
C5.3 | New AMI meters introduced by companies for existing customers | Opex | £m | 3 | 0 | 0 | 0 | 0 | 0 | 0 | 1.5763 | 1.6089 | 1.5747 | 1.5747 | 1.5747 | 7.8718 | 9.4166 | 9.1495 | 9.1495 | 9.1495 | 9.1495 | 9.1495 | 9.1495 | 9.1495
C6 | New meters introduced by companies for existing customers | Totex | £m | 3 | 0 | 0 | 0 | 0 | 0 | 0 | 14.5861 | 5.544 | 4.7607 | 5.7908 | 6.4727 | 22.4943 | 11.2081 | 11.1123 | 10.9024 | 11 | 10.8866 | 10.8983 | 10.9913 | 10.8185 | 0
C7 | New meters for existing customers - business | Capex | £m | 3 | 0 | 0 | 0 | 0 | 0 | 0 | 0 | 0 | 0 | 0 | 0 | 0 | 0 | 0 | 0 | 0 | 0 | 0 | 0 | 0
C7.1 | New basic meters for existing customers - business | Capex | £m | 3 | 0 | 0 | 0 | 0 | 0 | 0 | 0 | 0 | 0 | 0 | 0 | 0 | 0 | 0 | 0 | 0 | 0 | 0 | 0 | 0
C7.2 | New AMR meters for existing customers - business | Capex | £m | 3 | 0 | 0 | 0 | 0 | 0 | 0 | 0 | 0 | 0 | 0 | 0 | 0 | 0 | 0 | 0 | 0 | 0 | 0 | 0 | 0
C7.3 | New AMI meters for existing customers - business | Capex | £m | 3 | 0 | 0 | 0 | 0 | 0 | 0 | 0 | 0 | 0 | 0 | 0 | 0 | 0 | 0 | 0 | 0 | 0 | 0 | 0 | 0
C8 | New meters for existing customers - business | Opex | £m | 3 | 0 | 0 | 0 | 0 | 0 | 0 | 0 | 0 | 0 | 0 | 0 | 0 | 0 | 0 | 0 | 0 | 0 | 0 | 0 | 0
C8.1 | New basic meters for existing customers - business | Opex | £m | 3 | 0 | 0 | 0 | 0 | 0 | 0 | 0 | 0 | 0 | 0 | 0 | 0 | 0 | 0 | 0 | 0 | 0 | 0 | 0 | 0
C8.2 | New AMR meters for existing customers - business | Opex | £m | 3 | 0 | 0 | 0 | 0 | 0 | 0 | 0 | 0 | 0 | 0 | 0 | 0 | 0 | 0 | 0 | 0 | 0 | 0 | 0 | 0
C8.3 | New AMI meters for existing customers - business | Opex | £m | 3 | 0 | 0 | 0 | 0 | 0 | 0 | 0 | 0 | 0 | 0 | 0 | 0 | 0 | 0 | 0 | 0 | 0 | 0 | 0 | 0
C9 | New basic meters for existing customers - business | Totex | £m | 3 | 0 | 0 | 0 | 0 | 0 | 0 | 0 | 0 | 0 | 0 | 0 | 0 | 0 | 0 | 0 | 0 | 0 | 0 | 0 | 0 | 0
C10 | Replacement of existing basic meters with AMR meters | Capex | £m | 3 | 0 | 0 | 0 | 0 | 0 | 0 | 0 | 0 | 0 | 0 | 0 | 0 | 0 | 0 | 0 | 0 | 0 | 0 | 0 | 0
C11 | Replacement of existing basic meters with AMI meters | Capex | £m | 3 | 0 | 0 | 0 | 0 | 0 | 0 | 0.90905 | 4.9234 | 8.3971 | 11.5051 | 13.5635 | 34.9991 | 5.5599 | 22.0561 | 1.6369 | 19.8547 | 8.7139 | 10.0726 | 18.8975 | 2.2476
C12 | Smart metering infrastructure | Capex | £m | 3 | 0 | 0 | 0 | 0 | 0 | 0 | 0.0032933 | 0.071118 | 0.23147 | 0.4665 | 0.77277 | 7.4798 | 0 | 0 | 0 | 0 | 0 | 0 | 0 | 0
C13 | Replacement of existing basic meters with AMR meters | Opex | £m | 3 | 0 | 0 | 0 | 0 | 0 | 0 | 0 | 0 | 0 | 0 | 0 | 0 | 0 | 0 | 0 | 0 | 0 | 0 | 0 | 0
C14 | Replacement of existing basic meters with AMI meters | Opex | £m | 3 | 0 | 0 | 0 | 0 | 0 | 0 | 0 | 0 | 0 | 0 | 0 | 0 | 0 | 0 | 0 | 0 | 0 | 0 | 0 | 0
C15 | Smart metering infrastructure | Opex | £m | 3 | 0 | 0 | 0 | 0 | 0 | 0 | 0 | 0 | 0 | 0 | 0 | 0 | 8.7202 | 8.7202 | 8.7202 | 8.7202 | 8.7202 | 8.7202 | 8.7202 | 8.7202
C16 | Replacement of existing basic meters with AMR meters | Totex | £m | 3 | 0 | 0 | 0 | 0 | 0 | 0 | 0 | 0 | 0 | 0 | 0 | 0 | 0 | 0 | 0 | 0 | 0 | 0 | 0 | 0 | 0
C17 | Replacement of existing basic meters with AMI meters | Totex | £m | 3 | 0 | 0 | 0 | 0 | 0 | 0 | 0.90905 | 4.9234 | 8.3971 | 11.5051 | 13.5635 | 34.9991 | 5.5599 | 22.0561 | 1.6369 | 19.8547 | 8.7139 | 10.0726 | 18.8975 | 2.2476 | 0
C18 | Smart metering infrastructure | Totex | £m | 3 | 0 | 0 | 0 | 0 | 0 | 0 | 0.0032933 | 0.071118 | 0.23147 | 0.4665 | 0.77277 | 7.4798 | 8.7202 | 8.7202 | 8.7202 | 8.7202 | 8.7202 | 8.7202 | 8.7202 | 8.7202 | 0
C19 | Total metering expenditure | Totex | £m | 3 | 0 | 0 | 0 | 0 | 0 | 0 | 15.4984 | 10.5385 | 13.3893 | 17.7624 | 20.8089 | 64.9732 | 25.4882 | 41.8886 | 21.2595 | 39.5749 | 28.3207 | 29.6911 | 38.6091 | 21.7864 | 0
Table 8d: Summary of total enhancement for programme consistent with RAG reporting requirements |  |  |  |  | Annual totals 2019-20: Annual totals | Five year totals
Reference | Expenditure element | Expenditure type | Unit | Decimal places | 2019-20 | 2020-21 | 2021-22 | 2022-23 | 2023-24 | 2024-25 | 2025-26 | 2026-27 | 2027-28 | 2028-29 | 2029-30 | 2030-31 to 2034-35 | 2035-36 to 2039-40 | 2040-41 to 2044-45 | 2045-46 to 2049-50 | 2050-51 to 2054-55 | 2055-56 to 2059-60 | 2060-61 to 2064-65 | 2065-66 to 2069-70 | 2070-71 to 2074-75 | 2075-76 to 2079-80
D1 | Total enhancement expenditure | Capex | £m | 3 | 0 | 0 | 0 | 0 | 0 | 0 | 14.3077 | 9.5482 | 12.6896 | 17.2417 | 20.4622 | 67.9001 | 32.8759 | 42.5399 | 29.4164 | 21.9872 | 16.6511 | 13.9195 | 29.5254 | 12.5226
D2 | Total enhancement expenditure | Opex | £m | 3 | 0 | 0 | 0 | 0 | 0 | 0 | 1.5763 | 1.6089 | 1.5747 | 1.5747 | 1.5747 | 7.9048 | 18.4275 | 19.3202 | 26.2623 | 33.9383 | 35.2069 | 36.3766 | 37.4748 | 39.3343
D3 | Total enhancement expenditure | Totex | £m | 3 | 0 | 0 | 0 | 0 | 0 | 0 | 15.884 | 11.1571 | 14.2643 | 18.8164 | 22.037 | 75.805 | 51.3035 | 61.8601 | 55.6787 | 55.9255 | 51.858 | 50.2961 | 67.0001 | 51.8569
Table 8e: Summary of supply demand benefits for programme consistent with RAG reporting requirements |  |  |  |  | Annual totals 2019-20: Annual totals | Five year totals
Reference | Benefit element | Expenditure type | Unit | Decimal places | 2019-20 | 2020-21 | 2021-22 | 2022-23 | 2023-24 | 2024-25 | 2025-26 | 2026-27 | 2027-28 | 2028-29 | 2029-30 | 2030-31 to 2034-35 | 2035-36 to 2039-40 | 2040-41 to 2044-45 | 2045-46 to 2049-50 | 2050-51 to 2054-55 | 2055-56 to 2059-60 | 2060-61 to 2064-65 | 2065-66 to 2069-70 | 2070-71 to 2074-75 | 2075-76 to 2079-80
E1 | Supply-side improvements | Benefit | Ml/d | 2 | 0 | 0 | 0 | 0 | 0 | 0 | 0 | 0 | 0 | 0 | 0 | 0 | 45 | 0 | 10 | 0 | 50 | 0 | 10 | 0
E2 | Demand-side improvements (excluding leakage and metering) | Benefit | Ml/d | 2 | 0 | 0 | 0 | 0 | 0 | 0 | 0.8154 | 0.8752 | 1.2262 | 1.5014 | 1.7681 | 9.6961 | 9.5496 | 6.1651 | 4.474 | 0.4053 | 0.311 | 0.3109 | 0.3129 | 0.321
E3 | Leakage improvements | Benefit | Ml/d | 2 | 0 | 0 | 0 | 0 | 0 | 0 | 1.9954 | -0.3917 | 0.3573 | 1.0386 | 0.746 | 2.5628 | 1.7164 | 0.393 | 0.393 | 0.368 | 0.34 | 0.37 | 0.35 | 0.35
E4 | Internal interconnectors* | Benefit | Ml/d | 2 | 0 | 0 | 0 | 0 | 0 | 0 | 0 | 0 | 0 | 0 | 0 | 4.1 | 0 | 0 | 20 | 0 | 0 | 0 | 0 | 0
E5 | Metering improvements | Benefit | Ml/d | 2 | 0 | 0 | 0 | 0 | 0 | 0 | 0.4053 | 1.2735 | 1.9856 | 2.101 | 2.7309 | 8.6969 | 0 | 0 | 0 | 0 | 0 | 0 | 0 | 0 | 0
E5.1 | Benefits from new basic meter installations (household) | Benefit | Ml/d | 2 | 0 | 0 | 0 | 0 | 0 | 0 | 0 | 0 | 0 | 0 | 0 | 0 | 0 | 0 | 0 | 0 | 0 | 0 | 0 | 0
E5.2 | Benefits from new AMR meter installations (household) | Benefit | Ml/d | 2 | 0 | 0 | 0 | 0 | 0 | 0 | 0 | 0 | 0 | 0 | 0 | 0 | 0 | 0 | 0 | 0 | 0 | 0 | 0 | 0
E5.3 | Benefits from new AMI meter installations (household) | Benefit | Ml/d | 2 | 0 | 0 | 0 | 0 | 0 | 0 | 0.0313 | 0.1291 | 0.8047 | 1.3503 | 1.8792 | 5.9183 | 0 | 0 | 0 | 0 | 0 | 0 | 0 | 0
E5.4 | Benefits from replacing (or upgrading) existing basic meters with AMR meters (household) | Benefit | Ml/d | 2 | 0 | 0 | 0 | 0 | 0 | 0 | 0 | 0 | 0 | 0 | 0 | 0 | 0 | 0 | 0 | 0 | 0 | 0 | 0 | 0
E5.5 | Benefits from replacing (or upgrading) existing basic or AMR meters with AMI meters (household) | Benefit | Ml/d | 2 | 0 | 0 | 0 | 0 | 0 | 0 | 0 | 0.0223 | 0.1684 | 0.2864 | 0.4006 | 2.5255 | 0 | 0 | 0 | 0 | 0 | 0 | 0 | 0
E5.6 | Benefits from replacing (or upgrading) existing basic meters with AMR meters (non-household) | Benefit | Ml/d | 2 | 0 | 0 | 0 | 0 | 0 | 0 | 0 | 0 | 0 | 0 | 0 | 0 | 0 | 0 | 0 | 0 | 0 | 0 | 0 | 0
E5.7 | Benefits from replacing (or upgrading) existing basic or AMR meters with AMI meters (non-household) | Benefit | Ml/d | 2 | 0 | 0 | 0 | 0 | 0 | 0 | 0.374 | 1.1221 | 1.0125 | 0.4643 | 0.4511 | 0.2531 | 0 | 0 | 0 | 0 | 0 | 0 | 0 | 0
Table 8f: Summary of totex leakage expenditure for programme consistent with RAG reporting requirements |  |  |  |  | Annual totals 2019-20: Annual totals | Five year totals
Reference | Expenditure element | Expenditure type | Unit | Decimal places | 2019-20 | 2020-21 | 2021-22 | 2022-23 | 2023-24 | 2024-25 | 2025-26 | 2026-27 | 2027-28 | 2028-29 | 2029-30 | 2030-31 to 2034-35 | 2035-36 to 2039-40 | 2040-41 to 2044-45 | 2045-46 to 2049-50 | 2050-51 to 2054-55 | 2055-56 to 2059-60 | 2060-61 to 2064-65 | 2065-66 to 2069-70 | 2070-71 to 2074-75 | 2075-76 to 2079-80
F27 | Total leakage activity - Maintaining leakage | Totex | £m | 3 | bar: Annual totals 2019-20 to Annual totals 2023-24
F28 | Total leakage activity - Reducing leakage | Totex | £m | 3 | 0 | 0 | 0 | 0 | 0 | 0 | 0.38557 | 0.61859 | 0.87505 | 1.054 | 1.2281 | 3.7181 | 0 | 0 | 0 | 0 | 0 | 0 | 0 | 0
Water Company | Portsmouth Water | Version | jet-20240206-190500-st-hybrid-dy-w1-tree16.05-options-v67-gov-led-hybridcp2-ppp5-pwh15-har2-twd14-no-force-kni-no-force-less-2075-fix-lcp¦Situation 4 |  | Annual totals 2019-20: Back to title page
Planning Scenario | Least Cost Programme | NPV cost associated with plan (£m) | 332.4502
Table 8a: Summary Base Totex expenditure for programme consistent with RAG reporting requirements |  |  |  |  | Annual totals 2019-20: Annual totals | Five year totals
Reference | Expenditure element | Expenditure type | Unit | Decimal places | 2019-20 | 2020-21 | 2021-22 | 2022-23 | 2023-24 | 2024-25 | 2025-26 | 2026-27 | 2027-28 | 2028-29 | 2029-30 | 2030-31 to 2034-35 | 2035-36 to 2039-40 | 2040-41 to 2044-45 | 2045-46 to 2049-50 | 2050-51 to 2054-55 | 2055-56 to 2059-60 | 2060-61 to 2064-65 | 2065-66 to 2069-70 | 2070-71 to 2074-75 | 2075-76 to 2079-80
A1 | Totex increases (base) | Totex | £m | 3 | 0 | 1.593 | 0 | 0 | 0 | 0 | 3.4044 | 4.5975 | 4.3238 | 3.501 | 3.5548 | 16.717 | 18.7057 | 17.7918 | 17.5369 | 18.1591 | 18.3175 | 17.6434 | 18.6691 | 18.6326
A2 | Totex savings (base) | Totex | £m | 3 | 0 | 0 | 0 | 0 | 0 | 0 | 0 | 0 | 0 | 0 | 0 | 0 | 0 | 0 | 0 | 0 | 0 | 0 | 0 | 0
A3 | Total totex variance (base) | Totex | £m | 3 | 0 | 1.593 | 0 | 0 | 0 | 0 | 3.4044 | 4.5975 | 4.3238 | 3.501 | 3.5548 | 16.717 | 18.7057 | 17.7918 | 17.5369 | 18.1591 | 18.3175 | 17.6434 | 18.6691 | 18.6326 | 0
Table 8b: Summary of supply-demand balance enhancement expenditure for programme consistent with RAG reporting requirements |  |  |  |  | Annual totals 2019-20: Annual totals | Five year totals
Reference | Expenditure element | Expenditure type | Unit | Decimal places | 2019-20 | 2020-21 | 2021-22 | 2022-23 | 2023-24 | 2024-25 | 2025-26 | 2026-27 | 2027-28 | 2028-29 | 2029-30 | 2030-31 to 2034-35 | 2035-36 to 2039-40 | 2040-41 to 2044-45 | 2045-46 to 2049-50 | 2050-51 to 2054-55 | 2055-56 to 2059-60 | 2060-61 to 2064-65 | 2065-66 to 2069-70 | 2070-71 to 2074-75 | 2075-76 to 2079-80
B1 | Supply-side improvements | Capex | £m | 3 | 0 | 0 | 0 | 0 | 0 | 0 | 0 | 0 | 0 | 0 | 0 | 6.3811 | 25.5245 | 0 | 0 | 0 | 6.0515 | 0 | 0 | 0
B2 | Supply-side improvements | Opex | £m | 3 | 0 | 0 | 0 | 0 | 0 | 0 | 0 | 0 | 0 | 0 | 0 | 0 | 0.20816 | 1.3438 | 1.7874 | 1.794 | 1.7891 | 1.6337 | 1.5678 | 1.6845
B3 | Supply-side improvements | Totex | £m | 3 | 0 | 0 | 0 | 0 | 0 | 0 | 0 | 0 | 0 | 0 | 0 | 6.3811 | 25.7327 | 1.3438 | 1.7874 | 1.794 | 7.8406 | 1.6337 | 1.5678 | 1.6845 | 0
B4 | Demand-side improvements (excl. leakage and metering) | Capex | £m | 3 | 0 | 0 | 0 | 0 | 0 | 0 | 0 | 0 | 0 | 0 | 0 | 0 | 0 | 0 | 0 | 0 | 0 | 0 | 0 | 0
B5 | Demand-side improvements (excl. leakage and metering) | Opex | £m | 3 | 0 | 0 | 0 | 0 | 0 | 0 | 0 | 0 | 0 | 0 | 0 | 0 | 0 | 0 | 0 | 0 | 0 | 0 | 0 | 0
B6 | Demand-side improvements (excl. leakage and metering) | Totex | £m | 3 | 0 | 0 | 0 | 0 | 0 | 0 | 0 | 0 | 0 | 0 | 0 | 0 | 0 | 0 | 0 | 0 | 0 | 0 | 0 | 0 | 0
B7 | Leakage improvements | Capex | £m | 3 | 0 | 0 | 0 | 0 | 0 | 0 | 0.38557 | 0.61859 | 0.87505 | 1.054 | 1.2281 | 3.7181 | 0 | 0 | 0 | 0 | 0 | 0 | 0 | 0
B8 | Leakage improvements | Opex | £m | 3 | 0 | 0 | 0 | 0 | 0 | 0 | 0 | 0 | 0 | 0 | 0 | 0 | 0 | 0 | 0 | 0 | 0 | 0 | 0 | 0
B9 | Leakage improvements | Totex | £m | 3 | 0 | 0 | 0 | 0 | 0 | 0 | 0.38557 | 0.61859 | 0.87505 | 1.054 | 1.2281 | 3.7181 | 0 | 0 | 0 | 0 | 0 | 0 | 0 | 0 | 0
B10 | Internal interconnectors | Capex | £m | 3 | 0 | 0 | 0 | 0 | 0 | 0 | 0 | 0 | 0 | 0 | 0 | 0.69953 | 0 | 18.5211 | 26.0267 | 0.282 | 4.085 | 6.0345 | 0.91341 | 4.1505
B11 | Internal interconnectors | Opex | £m | 3 | 0 | 0 | 0 | 0 | 0 | 0 | 0 | 0 | 0 | 0 | 0 | 0.033027 | 0.082567 | 0.082567 | 6.6052 | 14.2745 | 15.6121 | 19.2474 | 21.564 | 21.1968
B12 | Internal interconnectors | Totex | £m | 3 | 0 | 0 | 0 | 0 | 0 | 0 | 0 | 0 | 0 | 0 | 0 | 0.73255 | 0.082567 | 18.6037 | 32.6319 | 14.5565 | 19.6971 | 25.282 | 22.4774 | 25.3473 | 0
B13 | Strategic regional water resources | Capex | £m | 3 | 0 | 0 | 0 | 0 | 0 | 0 | 0 | 0 | 0 | 0 | 0 | 0 | 0 | 0 | 0 | 0 | 0 | 0 | 0 | 0
B14 | Strategic regional water resources | Opex | £m | 3 | 0 | 0 | 0 | 0 | 0 | 0 | 0 | 0 | 0 | 0 | 0 | 0 | 0 | 0 | 0 | 0 | 0 | 0 | 0 | 0
B15 | Strategic regional water resources | Totex | £m | 3 | 0 | 0 | 0 | 0 | 0 | 0 | 0 | 0 | 0 | 0 | 0 | 0 | 0 | 0 | 0 | 0 | 0 | 0 | 0 | 0 | 0
B16 | Total supply demand expenditure | Totex | £m | 3 | 0 | 0 | 0 | 0 | 0 | 0 | 0.38557 | 0.61859 | 0.87505 | 1.054 | 1.2281 | 10.8318 | 25.8152 | 19.9475 | 34.4193 | 16.3505 | 27.5376 | 26.9157 | 24.0452 | 27.0318 | 0
Table 8c: Summary of metering enhancement expenditure for programme consistent with RAG reporting requirements |  |  |  |  | Annual totals 2019-20: Annual totals | Five year totals
Reference | Expenditure element | Expenditure type | Unit | Decimal places | 2019-20 | 2020-21 | 2021-22 | 2022-23 | 2023-24 | 2024-25 | 2025-26 | 2026-27 | 2027-28 | 2028-29 | 2029-30 | 2030-31 to 2034-35 | 2035-36 to 2039-40 | 2040-41 to 2044-45 | 2045-46 to 2049-50 | 2050-51 to 2054-55 | 2055-56 to 2059-60 | 2060-61 to 2064-65 | 2065-66 to 2069-70 | 2070-71 to 2074-75 | 2075-76 to 2079-80
C1 | New meters requested by existing customers (optants) | Capex | £m | 3 | 0 | 0 | 0 | 0 | 0 | 0 | 0 | 0 | 0 | 0 | 0 | 0 | 0 | 0 | 0 | 0 | 0 | 0 | 0 | 0
C1.1 | New basic meters requested by existing customers (optants) | Capex | £m | 3 | 0 | 0 | 0 | 0 | 0 | 0 | 0 | 0 | 0 | 0 | 0 | 0 | 0 | 0 | 0 | 0 | 0 | 0 | 0 | 0
C1.2 | New AMR meters requested by existing customers (optants) | Capex | £m | 3 | 0 | 0 | 0 | 0 | 0 | 0 | 0 | 0 | 0 | 0 | 0 | 0 | 0 | 0 | 0 | 0 | 0 | 0 | 0 | 0
C1.3 | New AMI meters requested by existing customers (optants) | Capex | £m | 3 | 0 | 0 | 0 | 0 | 0 | 0 | 0 | 0 | 0 | 0 | 0 | 0 | 0 | 0 | 0 | 0 | 0 | 0 | 0 | 0
C2 | New meters requested by existing customers (optants) | Opex | £m | 3 | 0 | 0 | 0 | 0 | 0 | 0 | 0 | 0 | 0 | 0 | 0 | 0 | 0 | 0 | 0 | 0 | 0 | 0 | 0 | 0
C2.1 | New basic meters requested by existing customers (optants) | Opex | £m | 3 | 0 | 0 | 0 | 0 | 0 | 0 | 0 | 0 | 0 | 0 | 0 | 0 | 0 | 0 | 0 | 0 | 0 | 0 | 0 | 0
C2.2 | New AMR meters requested by existing customers (optants) | Opex | £m | 3 | 0 | 0 | 0 | 0 | 0 | 0 | 0 | 0 | 0 | 0 | 0 | 0 | 0 | 0 | 0 | 0 | 0 | 0 | 0 | 0
C2.3 | New AMI meters requested by existing customers (optants) | Opex | £m | 3 | 0 | 0 | 0 | 0 | 0 | 0 | 0 | 0 | 0 | 0 | 0 | 0 | 0 | 0 | 0 | 0 | 0 | 0 | 0 | 0
C3 | New meters requested by existing customers (optants) | Totex | £m | 3 | 0 | 0 | 0 | 0 | 0 | 0 | 0 | 0 | 0 | 0 | 0 | 0 | 0 | 0 | 0 | 0 | 0 | 0 | 0 | 0 | 0
C4 | New meters introduced by companies for existing customers | Capex | £m | 3 | 0 | 0 | 0 | 0 | 0 | 0 | 13.0098 | 3.9351 | 3.186 | 4.2161 | 4.8979 | 14.6225 | 1.7915 | 1.9627 | 1.7528 | 1.8505 | 1.7371 | 1.7488 | 1.8417 | 1.669
C4.1 | New basic meters introduced by companies for existing customers | Capex | £m | 3 | 0 | 0 | 0 | 0 | 0 | 0 | 0 | 0 | 0 | 0 | 0 | 0 | 0 | 0 | 0 | 0 | 0 | 0 | 0 | 0
C4.2 | New AMR meters introduced by companies for existing customers | Capex | £m | 3 | 0 | 0 | 0 | 0 | 0 | 0 | 0 | 0 | 0 | 0 | 0 | 0 | 0 | 0 | 0 | 0 | 0 | 0 | 0 | 0
C4.3 | New AMI meters introduced by companies for existing customers | Capex | £m | 3 | 0 | 0 | 0 | 0 | 0 | 0 | 13.0098 | 3.9351 | 3.186 | 4.2161 | 4.8979 | 14.6225 | 1.7915 | 1.9627 | 1.7528 | 1.8505 | 1.7371 | 1.7488 | 1.8417 | 1.669
C5 | New meters introduced by companies for existing customers | Opex | £m | 3 | 0 | 0 | 0 | 0 | 0 | 0 | 1.5763 | 1.6089 | 1.5747 | 1.5747 | 1.5747 | 7.8718 | 9.4166 | 9.1495 | 9.1495 | 9.1495 | 9.1495 | 9.1495 | 9.1495 | 9.1495
C5.1 | New basic meters introduced by companies for existing customers | Opex | £m | 3 | 0 | 0 | 0 | 0 | 0 | 0 | 0 | 0 | 0 | 0 | 0 | 0 | 0 | 0 | 0 | 0 | 0 | 0 | 0 | 0
C5.2 | New AMR meters introduced by companies for existing customers | Opex | £m | 3 | 0 | 0 | 0 | 0 | 0 | 0 | 0 | 0 | 0 | 0 | 0 | 0 | 0 | 0 | 0 | 0 | 0 | 0 | 0 | 0
C5.3 | New AMI meters introduced by companies for existing customers | Opex | £m | 3 | 0 | 0 | 0 | 0 | 0 | 0 | 1.5763 | 1.6089 | 1.5747 | 1.5747 | 1.5747 | 7.8718 | 9.4166 | 9.1495 | 9.1495 | 9.1495 | 9.1495 | 9.1495 | 9.1495 | 9.1495
C6 | New meters introduced by companies for existing customers | Totex | £m | 3 | 0 | 0 | 0 | 0 | 0 | 0 | 14.5861 | 5.544 | 4.7607 | 5.7908 | 6.4727 | 22.4943 | 11.2081 | 11.1123 | 10.9024 | 11 | 10.8866 | 10.8983 | 10.9913 | 10.8185 | 0
C7 | New meters for existing customers - business | Capex | £m | 3 | 0 | 0 | 0 | 0 | 0 | 0 | 0 | 0 | 0 | 0 | 0 | 0 | 0 | 0 | 0 | 0 | 0 | 0 | 0 | 0
C7.1 | New basic meters for existing customers - business | Capex | £m | 3 | 0 | 0 | 0 | 0 | 0 | 0 | 0 | 0 | 0 | 0 | 0 | 0 | 0 | 0 | 0 | 0 | 0 | 0 | 0 | 0
C7.2 | New AMR meters for existing customers - business | Capex | £m | 3 | 0 | 0 | 0 | 0 | 0 | 0 | 0 | 0 | 0 | 0 | 0 | 0 | 0 | 0 | 0 | 0 | 0 | 0 | 0 | 0
C7.3 | New AMI meters for existing customers - business | Capex | £m | 3 | 0 | 0 | 0 | 0 | 0 | 0 | 0 | 0 | 0 | 0 | 0 | 0 | 0 | 0 | 0 | 0 | 0 | 0 | 0 | 0
C8 | New meters for existing customers - business | Opex | £m | 3 | 0 | 0 | 0 | 0 | 0 | 0 | 0 | 0 | 0 | 0 | 0 | 0 | 0 | 0 | 0 | 0 | 0 | 0 | 0 | 0
C8.1 | New basic meters for existing customers - business | Opex | £m | 3 | 0 | 0 | 0 | 0 | 0 | 0 | 0 | 0 | 0 | 0 | 0 | 0 | 0 | 0 | 0 | 0 | 0 | 0 | 0 | 0
C8.2 | New AMR meters for existing customers - business | Opex | £m | 3 | 0 | 0 | 0 | 0 | 0 | 0 | 0 | 0 | 0 | 0 | 0 | 0 | 0 | 0 | 0 | 0 | 0 | 0 | 0 | 0
C8.3 | New AMI meters for existing customers - business | Opex | £m | 3 | 0 | 0 | 0 | 0 | 0 | 0 | 0 | 0 | 0 | 0 | 0 | 0 | 0 | 0 | 0 | 0 | 0 | 0 | 0 | 0
C9 | New basic meters for existing customers - business | Totex | £m | 3 | 0 | 0 | 0 | 0 | 0 | 0 | 0 | 0 | 0 | 0 | 0 | 0 | 0 | 0 | 0 | 0 | 0 | 0 | 0 | 0 | 0
C10 | Replacement of existing basic meters with AMR meters | Capex | £m | 3 | 0 | 0 | 0 | 0 | 0 | 0 | 0 | 0 | 0 | 0 | 0 | 0 | 0 | 0 | 0 | 0 | 0 | 0 | 0 | 0
C11 | Replacement of existing basic meters with AMI meters | Capex | £m | 3 | 0 | 0 | 0 | 0 | 0 | 0 | 0.90905 | 4.9234 | 8.3971 | 11.5051 | 13.5635 | 34.9991 | 5.5599 | 22.0561 | 1.6369 | 19.8547 | 8.7139 | 10.0726 | 18.8975 | 2.2476
C12 | Smart metering infrastructure | Capex | £m | 3 | 0 | 0 | 0 | 0 | 0 | 0 | 0.0032933 | 0.071118 | 0.23147 | 0.4665 | 0.77277 | 7.4798 | 0 | 0 | 0 | 0 | 0 | 0 | 0 | 0
C13 | Replacement of existing basic meters with AMR meters | Opex | £m | 3 | 0 | 0 | 0 | 0 | 0 | 0 | 0 | 0 | 0 | 0 | 0 | 0 | 0 | 0 | 0 | 0 | 0 | 0 | 0 | 0
C14 | Replacement of existing basic meters with AMI meters | Opex | £m | 3 | 0 | 0 | 0 | 0 | 0 | 0 | 0 | 0 | 0 | 0 | 0 | 0 | 0 | 0 | 0 | 0 | 0 | 0 | 0 | 0
C15 | Smart metering infrastructure | Opex | £m | 3 | 0 | 0 | 0 | 0 | 0 | 0 | 0 | 0 | 0 | 0 | 0 | 0 | 8.7202 | 8.7202 | 8.7202 | 8.7202 | 8.7202 | 8.7202 | 8.7202 | 8.7202
C16 | Replacement of existing basic meters with AMR meters | Totex | £m | 3 | 0 | 0 | 0 | 0 | 0 | 0 | 0 | 0 | 0 | 0 | 0 | 0 | 0 | 0 | 0 | 0 | 0 | 0 | 0 | 0 | 0
C17 | Replacement of existing basic meters with AMI meters | Totex | £m | 3 | 0 | 0 | 0 | 0 | 0 | 0 | 0.90905 | 4.9234 | 8.3971 | 11.5051 | 13.5635 | 34.9991 | 5.5599 | 22.0561 | 1.6369 | 19.8547 | 8.7139 | 10.0726 | 18.8975 | 2.2476 | 0
C18 | Smart metering infrastructure | Totex | £m | 3 | 0 | 0 | 0 | 0 | 0 | 0 | 0.0032933 | 0.071118 | 0.23147 | 0.4665 | 0.77277 | 7.4798 | 8.7202 | 8.7202 | 8.7202 | 8.7202 | 8.7202 | 8.7202 | 8.7202 | 8.7202 | 0
C19 | Total metering expenditure | Totex | £m | 3 | 0 | 0 | 0 | 0 | 0 | 0 | 15.4984 | 10.5385 | 13.3893 | 17.7624 | 20.8089 | 64.9732 | 25.4882 | 41.8886 | 21.2595 | 39.5749 | 28.3207 | 29.6911 | 38.6091 | 21.7864 | 0
Table 8d: Summary of total enhancement for programme consistent with RAG reporting requirements |  |  |  |  | Annual totals 2019-20: Annual totals | Five year totals
Reference | Expenditure element | Expenditure type | Unit | Decimal places | 2019-20 | 2020-21 | 2021-22 | 2022-23 | 2023-24 | 2024-25 | 2025-26 | 2026-27 | 2027-28 | 2028-29 | 2029-30 | 2030-31 to 2034-35 | 2035-36 to 2039-40 | 2040-41 to 2044-45 | 2045-46 to 2049-50 | 2050-51 to 2054-55 | 2055-56 to 2059-60 | 2060-61 to 2064-65 | 2065-66 to 2069-70 | 2070-71 to 2074-75 | 2075-76 to 2079-80
D1 | Total enhancement expenditure | Capex | £m | 3 | 0 | 0 | 0 | 0 | 0 | 0 | 14.3077 | 9.5482 | 12.6896 | 17.2417 | 20.4622 | 67.9001 | 32.8759 | 42.5399 | 29.4164 | 21.9872 | 20.5874 | 17.8558 | 21.6527 | 8.0671
D2 | Total enhancement expenditure | Opex | £m | 3 | 0 | 0 | 0 | 0 | 0 | 0 | 1.5763 | 1.6089 | 1.5747 | 1.5747 | 1.5747 | 7.9048 | 18.4275 | 19.2962 | 26.2623 | 33.9383 | 35.271 | 38.7509 | 41.0016 | 40.7511
D3 | Total enhancement expenditure | Totex | £m | 3 | 0 | 0 | 0 | 0 | 0 | 0 | 15.884 | 11.1571 | 14.2643 | 18.8164 | 22.037 | 75.805 | 51.3035 | 61.8361 | 55.6787 | 55.9255 | 55.8584 | 56.6067 | 62.6543 | 48.8182
Table 8e: Summary of supply demand benefits for programme consistent with RAG reporting requirements |  |  |  |  | Annual totals 2019-20: Annual totals | Five year totals
Reference | Benefit element | Expenditure type | Unit | Decimal places | 2019-20 | 2020-21 | 2021-22 | 2022-23 | 2023-24 | 2024-25 | 2025-26 | 2026-27 | 2027-28 | 2028-29 | 2029-30 | 2030-31 to 2034-35 | 2035-36 to 2039-40 | 2040-41 to 2044-45 | 2045-46 to 2049-50 | 2050-51 to 2054-55 | 2055-56 to 2059-60 | 2060-61 to 2064-65 | 2065-66 to 2069-70 | 2070-71 to 2074-75 | 2075-76 to 2079-80
E1 | Supply-side improvements | Benefit | Ml/d | 2 | 0 | 0 | 0 | 0 | 0 | 0 | 0 | 0 | 0 | 0 | 0 | 0 | 45 | 0 | 10 | 50 | 0 | 10 | 0 | 0
E2 | Demand-side improvements (excluding leakage and metering) | Benefit | Ml/d | 2 | 0 | 0 | 0 | 0 | 0 | 0 | 0.8154 | 0.8752 | 1.2262 | 1.5014 | 1.7681 | 9.6961 | 9.5496 | 6.1651 | 4.474 | 0.4053 | 0.311 | 0.3109 | 0.3129 | 0.321
E3 | Leakage improvements | Benefit | Ml/d | 2 | 0 | 0 | 0 | 0 | 0 | 0 | 1.9954 | -0.3917 | 0.3573 | 1.0386 | 0.746 | 2.5628 | 1.7164 | 0.393 | 0.393 | 0.368 | 0.34 | 0.37 | 0.35 | 0.35
E4 | Internal interconnectors* | Benefit | Ml/d | 2 | 0 | 0 | 0 | 0 | 0 | 0 | 0 | 0 | 0 | 0 | 0 | 4.1 | 0 | 0 | 20 | 0 | 0 | 0 | 0 | 0
E5 | Metering improvements | Benefit | Ml/d | 2 | 0 | 0 | 0 | 0 | 0 | 0 | 0.4053 | 1.2735 | 1.9856 | 2.101 | 2.7309 | 8.6969 | 0 | 0 | 0 | 0 | 0 | 0 | 0 | 0 | 0
E5.1 | Benefits from new basic meter installations (household) | Benefit | Ml/d | 2 | 0 | 0 | 0 | 0 | 0 | 0 | 0 | 0 | 0 | 0 | 0 | 0 | 0 | 0 | 0 | 0 | 0 | 0 | 0 | 0
E5.2 | Benefits from new AMR meter installations (household) | Benefit | Ml/d | 2 | 0 | 0 | 0 | 0 | 0 | 0 | 0 | 0 | 0 | 0 | 0 | 0 | 0 | 0 | 0 | 0 | 0 | 0 | 0 | 0
E5.3 | Benefits from new AMI meter installations (household) | Benefit | Ml/d | 2 | 0 | 0 | 0 | 0 | 0 | 0 | 0.0313 | 0.1291 | 0.8047 | 1.3503 | 1.8792 | 5.9183 | 0 | 0 | 0 | 0 | 0 | 0 | 0 | 0
E5.4 | Benefits from replacing (or upgrading) existing basic meters with AMR meters (household) | Benefit | Ml/d | 2 | 0 | 0 | 0 | 0 | 0 | 0 | 0 | 0 | 0 | 0 | 0 | 0 | 0 | 0 | 0 | 0 | 0 | 0 | 0 | 0
E5.5 | Benefits from replacing (or upgrading) existing basic or AMR meters with AMI meters (household) | Benefit | Ml/d | 2 | 0 | 0 | 0 | 0 | 0 | 0 | 0 | 0.0223 | 0.1684 | 0.2864 | 0.4006 | 2.5255 | 0 | 0 | 0 | 0 | 0 | 0 | 0 | 0
E5.6 | Benefits from replacing (or upgrading) existing basic meters with AMR meters (non-household) | Benefit | Ml/d | 2 | 0 | 0 | 0 | 0 | 0 | 0 | 0 | 0 | 0 | 0 | 0 | 0 | 0 | 0 | 0 | 0 | 0 | 0 | 0 | 0
E5.7 | Benefits from replacing (or upgrading) existing basic or AMR meters with AMI meters (non-household) | Benefit | Ml/d | 2 | 0 | 0 | 0 | 0 | 0 | 0 | 0.374 | 1.1221 | 1.0125 | 0.4643 | 0.4511 | 0.2531 | 0 | 0 | 0 | 0 | 0 | 0 | 0 | 0
Table 8f: Summary of totex leakage expenditure for programme consistent with RAG reporting requirements |  |  |  |  | Annual totals 2019-20: Annual totals | Five year totals
Reference | Expenditure element | Expenditure type | Unit | Decimal places | 2019-20 | 2020-21 | 2021-22 | 2022-23 | 2023-24 | 2024-25 | 2025-26 | 2026-27 | 2027-28 | 2028-29 | 2029-30 | 2030-31 to 2034-35 | 2035-36 to 2039-40 | 2040-41 to 2044-45 | 2045-46 to 2049-50 | 2050-51 to 2054-55 | 2055-56 to 2059-60 | 2060-61 to 2064-65 | 2065-66 to 2069-70 | 2070-71 to 2074-75 | 2075-76 to 2079-80
F27 | Total leakage activity - Maintaining leakage | Totex | £m | 3 | bar: Annual totals 2019-20 to Annual totals 2023-24
F28 | Total leakage activity - Reducing leakage | Totex | £m | 3 | 0 | 0 | 0 | 0 | 0 | 0 | 0.38557 | 0.61859 | 0.87505 | 1.054 | 1.2281 | 3.7181 | 0 | 0 | 0 | 0 | 0 | 0 | 0 | 0
Water Company | Portsmouth Water | Version | jet-20240206-190500-st-hybrid-dy-w1-tree16.05-options-v67-gov-led-hybridcp2-ppp5-pwh15-har2-twd14-no-force-kni-no-force-less-2075-fix-bvp¦Situation 8 |  | Annual totals 2019-20: Back to title page
Planning Scenario | Ofwat Core programme | NPV cost associated with plan (£m) | 284.0856
Table 8a: Summary Base Totex expenditure for programme consistent with RAG reporting requirements |  |  |  |  | Annual totals 2019-20: Annual totals | Five year totals
Reference | Expenditure element | Expenditure type | Unit | Decimal places | 2019-20 | 2020-21 | 2021-22 | 2022-23 | 2023-24 | 2024-25 | 2025-26 | 2026-27 | 2027-28 | 2028-29 | 2029-30 | 2030-31 to 2034-35 | 2035-36 to 2039-40 | 2040-41 to 2044-45 | 2045-46 to 2049-50 | 2050-51 to 2054-55 | 2055-56 to 2059-60 | 2060-61 to 2064-65 | 2065-66 to 2069-70 | 2070-71 to 2074-75 | 2075-76 to 2079-80
A1 | Totex increases (base) | Totex | £m | 3 | 0 | 1.593 | 0 | 0 | 0 | 0 | 3.4044 | 4.5975 | 4.3238 | 3.501 | 3.5548 | 16.717 | 18.7056 | 17.7918 | 17.5369 | 18.1591 | 18.3175 | 17.6434 | 18.6691 | 18.6326
A2 | Totex savings (base) | Totex | £m | 3 | 0 | 0 | 0 | 0 | 0 | 0 | 0 | 0 | 0 | 0 | 0 | 0 | 0 | 0 | 0 | 0 | 0 | 0 | 0 | 0
A3 | Total totex variance (base) | Totex | £m | 3 | 0 | 1.593 | 0 | 0 | 0 | 0 | 3.4044 | 4.5975 | 4.3238 | 3.501 | 3.5548 | 16.717 | 18.7056 | 17.7918 | 17.5369 | 18.1591 | 18.3175 | 17.6434 | 18.6691 | 18.6326 | 0
Table 8b: Summary of supply-demand balance enhancement expenditure for programme consistent with RAG reporting requirements |  |  |  |  | Annual totals 2019-20: Annual totals | Five year totals
Reference | Expenditure element | Expenditure type | Unit | Decimal places | 2019-20 | 2020-21 | 2021-22 | 2022-23 | 2023-24 | 2024-25 | 2025-26 | 2026-27 | 2027-28 | 2028-29 | 2029-30 | 2030-31 to 2034-35 | 2035-36 to 2039-40 | 2040-41 to 2044-45 | 2045-46 to 2049-50 | 2050-51 to 2054-55 | 2055-56 to 2059-60 | 2060-61 to 2064-65 | 2065-66 to 2069-70 | 2070-71 to 2074-75 | 2075-76 to 2079-80
B1 | Supply-side improvements | Capex | £m | 3 | 0 | 0 | 0 | 0 | 0 | 0 | 0 | 0 | 0 | 0 | 0 | 0 | 0 | 0 | 0 | 0 | 19.1434 | 12.7623 | 0 | 0
B2 | Supply-side improvements | Opex | £m | 3 | 0 | 0 | 0 | 0 | 0 | 0 | 0 | 0 | 0 | 0 | 0 | 0 | 0 | 0 | 0 | 0 | 0 | 0.38586 | 0.66785 | 0.66446
B3 | Supply-side improvements | Totex | £m | 3 | 0 | 0 | 0 | 0 | 0 | 0 | 0 | 0 | 0 | 0 | 0 | 0 | 0 | 0 | 0 | 0 | 19.1434 | 13.1481 | 0.66785 | 0.66446 | 0
B4 | Demand-side improvements (excl. leakage and metering) | Capex | £m | 3 | 0 | 0 | 0 | 0 | 0 | 0 | 0 | 0 | 0 | 0 | 0 | 0 | 0 | 0 | 0 | 0 | 0 | 0 | 0 | 0
B5 | Demand-side improvements (excl. leakage and metering) | Opex | £m | 3 | 0 | 0 | 0 | 0 | 0 | 0 | 0 | 0 | 0 | 0 | 0 | 0 | 0 | 0 | 0 | 0 | 0 | 0 | 0 | 0
B6 | Demand-side improvements (excl. leakage and metering) | Totex | £m | 3 | 0 | 0 | 0 | 0 | 0 | 0 | 0 | 0 | 0 | 0 | 0 | 0 | 0 | 0 | 0 | 0 | 0 | 0 | 0 | 0 | 0
B7 | Leakage improvements | Capex | £m | 3 | 0 | 0 | 0 | 0 | 0 | 0 | 0.38557 | 0.61859 | 0.87505 | 1.054 | 1.2281 | 3.7181 | 0 | 0 | 0 | 0 | 0 | 0 | 0 | 0
B8 | Leakage improvements | Opex | £m | 3 | 0 | 0 | 0 | 0 | 0 | 0 | 0 | 0 | 0 | 0 | 0 | 0 | 0 | 0 | 0 | 0 | 0 | 0 | 0 | 0
B9 | Leakage improvements | Totex | £m | 3 | 0 | 0 | 0 | 0 | 0 | 0 | 0.38557 | 0.61859 | 0.87505 | 1.054 | 1.2281 | 3.7181 | 0 | 0 | 0 | 0 | 0 | 0 | 0 | 0 | 0
B10 | Internal interconnectors | Capex | £m | 3 | 0 | 0 | 0 | 0 | 0 | 0 | 0 | 0 | 0 | 0 | 0 | 3.2151 | 10.0625 | 0.13001 | 0 | 0.282 | 0 | 2.0599 | 0 | 0.282
B11 | Internal interconnectors | Opex | £m | 3 | 0 | 0 | 0 | 0 | 0 | 0 | 0 | 0 | 0 | 0 | 0 | 0.033027 | 0.18243 | 1.2217 | 1.9706 | 2.4436 | 4.7724 | 2.9563 | 0.83257 | 0.83257
B12 | Internal interconnectors | Totex | £m | 3 | 0 | 0 | 0 | 0 | 0 | 0 | 0 | 0 | 0 | 0 | 0 | 3.2482 | 10.2449 | 1.3517 | 1.9706 | 2.7256 | 4.7724 | 5.0162 | 0.83257 | 1.1146 | 0
B13 | Strategic regional water resources | Capex | £m | 3 | 0 | 0 | 0 | 0 | 0 | 0 | 0 | 0 | 0 | 0 | 0 | 0 | 0 | 0 | 0 | 0 | 0 | 0 | 0 | 0
B14 | Strategic regional water resources | Opex | £m | 3 | 0 | 0 | 0 | 0 | 0 | 0 | 0 | 0 | 0 | 0 | 0 | 0 | 0 | 0 | 0 | 0 | 0 | 0 | 0 | 0
B15 | Strategic regional water resources | Totex | £m | 3 | 0 | 0 | 0 | 0 | 0 | 0 | 0 | 0 | 0 | 0 | 0 | 0 | 0 | 0 | 0 | 0 | 0 | 0 | 0 | 0 | 0
B16 | Total supply demand expenditure | Totex | £m | 3 | 0 | 0 | 0 | 0 | 0 | 0 | 0.38557 | 0.61859 | 0.87505 | 1.054 | 1.2281 | 6.9662 | 10.2449 | 1.3517 | 1.9706 | 2.7256 | 23.9158 | 18.1643 | 1.5004 | 1.779 | 0
Table 8c: Summary of metering enhancement expenditure for programme consistent with RAG reporting requirements |  |  |  |  | Annual totals 2019-20: Annual totals | Five year totals
Reference | Expenditure element | Expenditure type | Unit | Decimal places | 2019-20 | 2020-21 | 2021-22 | 2022-23 | 2023-24 | 2024-25 | 2025-26 | 2026-27 | 2027-28 | 2028-29 | 2029-30 | 2030-31 to 2034-35 | 2035-36 to 2039-40 | 2040-41 to 2044-45 | 2045-46 to 2049-50 | 2050-51 to 2054-55 | 2055-56 to 2059-60 | 2060-61 to 2064-65 | 2065-66 to 2069-70 | 2070-71 to 2074-75 | 2075-76 to 2079-80
C1 | New meters requested by existing customers (optants) | Capex | £m | 3 | 0 | 0 | 0 | 0 | 0 | 0 | 0 | 0 | 0 | 0 | 0 | 0 | 0 | 0 | 0 | 0 | 0 | 0 | 0 | 0
C1.1 | New basic meters requested by existing customers (optants) | Capex | £m | 3 | 0 | 0 | 0 | 0 | 0 | 0 | 0 | 0 | 0 | 0 | 0 | 0 | 0 | 0 | 0 | 0 | 0 | 0 | 0 | 0
C1.2 | New AMR meters requested by existing customers (optants) | Capex | £m | 3 | 0 | 0 | 0 | 0 | 0 | 0 | 0 | 0 | 0 | 0 | 0 | 0 | 0 | 0 | 0 | 0 | 0 | 0 | 0 | 0
C1.3 | New AMI meters requested by existing customers (optants) | Capex | £m | 3 | 0 | 0 | 0 | 0 | 0 | 0 | 0 | 0 | 0 | 0 | 0 | 0 | 0 | 0 | 0 | 0 | 0 | 0 | 0 | 0
C2 | New meters requested by existing customers (optants) | Opex | £m | 3 | 0 | 0 | 0 | 0 | 0 | 0 | 0 | 0 | 0 | 0 | 0 | 0 | 0 | 0 | 0 | 0 | 0 | 0 | 0 | 0
C2.1 | New basic meters requested by existing customers (optants) | Opex | £m | 3 | 0 | 0 | 0 | 0 | 0 | 0 | 0 | 0 | 0 | 0 | 0 | 0 | 0 | 0 | 0 | 0 | 0 | 0 | 0 | 0
C2.2 | New AMR meters requested by existing customers (optants) | Opex | £m | 3 | 0 | 0 | 0 | 0 | 0 | 0 | 0 | 0 | 0 | 0 | 0 | 0 | 0 | 0 | 0 | 0 | 0 | 0 | 0 | 0
C2.3 | New AMI meters requested by existing customers (optants) | Opex | £m | 3 | 0 | 0 | 0 | 0 | 0 | 0 | 0 | 0 | 0 | 0 | 0 | 0 | 0 | 0 | 0 | 0 | 0 | 0 | 0 | 0
C3 | New meters requested by existing customers (optants) | Totex | £m | 3 | 0 | 0 | 0 | 0 | 0 | 0 | 0 | 0 | 0 | 0 | 0 | 0 | 0 | 0 | 0 | 0 | 0 | 0 | 0 | 0 | 0
C4 | New meters introduced by companies for existing customers | Capex | £m | 3 | 0 | 0 | 0 | 0 | 0 | 0 | 13.0098 | 3.9351 | 3.186 | 4.2161 | 4.8979 | 14.6225 | 1.7915 | 1.9627 | 1.7528 | 1.8505 | 1.7371 | 1.7488 | 1.8417 | 1.669
C4.1 | New basic meters introduced by companies for existing customers | Capex | £m | 3 | 0 | 0 | 0 | 0 | 0 | 0 | 0 | 0 | 0 | 0 | 0 | 0 | 0 | 0 | 0 | 0 | 0 | 0 | 0 | 0
C4.2 | New AMR meters introduced by companies for existing customers | Capex | £m | 3 | 0 | 0 | 0 | 0 | 0 | 0 | 0 | 0 | 0 | 0 | 0 | 0 | 0 | 0 | 0 | 0 | 0 | 0 | 0 | 0
C4.3 | New AMI meters introduced by companies for existing customers | Capex | £m | 3 | 0 | 0 | 0 | 0 | 0 | 0 | 13.0098 | 3.9351 | 3.186 | 4.2161 | 4.8979 | 14.6225 | 1.7915 | 1.9627 | 1.7528 | 1.8505 | 1.7371 | 1.7488 | 1.8417 | 1.669
C5 | New meters introduced by companies for existing customers | Opex | £m | 3 | 0 | 0 | 0 | 0 | 0 | 0 | 1.5763 | 1.6089 | 1.5747 | 1.5747 | 1.5747 | 7.8718 | 9.4166 | 9.1495 | 9.1495 | 9.1495 | 9.1495 | 9.1495 | 9.1495 | 9.1495
C5.1 | New basic meters introduced by companies for existing customers | Opex | £m | 3 | 0 | 0 | 0 | 0 | 0 | 0 | 0 | 0 | 0 | 0 | 0 | 0 | 0 | 0 | 0 | 0 | 0 | 0 | 0 | 0
C5.2 | New AMR meters introduced by companies for existing customers | Opex | £m | 3 | 0 | 0 | 0 | 0 | 0 | 0 | 0 | 0 | 0 | 0 | 0 | 0 | 0 | 0 | 0 | 0 | 0 | 0 | 0 | 0
C5.3 | New AMI meters introduced by companies for existing customers | Opex | £m | 3 | 0 | 0 | 0 | 0 | 0 | 0 | 1.5763 | 1.6089 | 1.5747 | 1.5747 | 1.5747 | 7.8718 | 9.4166 | 9.1495 | 9.1495 | 9.1495 | 9.1495 | 9.1495 | 9.1495 | 9.1495
C6 | New meters introduced by companies for existing customers | Totex | £m | 3 | 0 | 0 | 0 | 0 | 0 | 0 | 14.5861 | 5.544 | 4.7607 | 5.7908 | 6.4727 | 22.4943 | 11.2081 | 11.1123 | 10.9024 | 11 | 10.8866 | 10.8983 | 10.9913 | 10.8185 | 0
C7 | New meters for existing customers - business | Capex | £m | 3 | 0 | 0 | 0 | 0 | 0 | 0 | 0 | 0 | 0 | 0 | 0 | 0 | 0 | 0 | 0 | 0 | 0 | 0 | 0 | 0
C7.1 | New basic meters for existing customers - business | Capex | £m | 3 | 0 | 0 | 0 | 0 | 0 | 0 | 0 | 0 | 0 | 0 | 0 | 0 | 0 | 0 | 0 | 0 | 0 | 0 | 0 | 0
C7.2 | New AMR meters for existing customers - business | Capex | £m | 3 | 0 | 0 | 0 | 0 | 0 | 0 | 0 | 0 | 0 | 0 | 0 | 0 | 0 | 0 | 0 | 0 | 0 | 0 | 0 | 0
C7.3 | New AMI meters for existing customers - business | Capex | £m | 3 | 0 | 0 | 0 | 0 | 0 | 0 | 0 | 0 | 0 | 0 | 0 | 0 | 0 | 0 | 0 | 0 | 0 | 0 | 0 | 0
C8 | New meters for existing customers - business | Opex | £m | 3 | 0 | 0 | 0 | 0 | 0 | 0 | 0 | 0 | 0 | 0 | 0 | 0 | 0 | 0 | 0 | 0 | 0 | 0 | 0 | 0
C8.1 | New basic meters for existing customers - business | Opex | £m | 3 | 0 | 0 | 0 | 0 | 0 | 0 | 0 | 0 | 0 | 0 | 0 | 0 | 0 | 0 | 0 | 0 | 0 | 0 | 0 | 0
C8.2 | New AMR meters for existing customers - business | Opex | £m | 3 | 0 | 0 | 0 | 0 | 0 | 0 | 0 | 0 | 0 | 0 | 0 | 0 | 0 | 0 | 0 | 0 | 0 | 0 | 0 | 0
C8.3 | New AMI meters for existing customers - business | Opex | £m | 3 | 0 | 0 | 0 | 0 | 0 | 0 | 0 | 0 | 0 | 0 | 0 | 0 | 0 | 0 | 0 | 0 | 0 | 0 | 0 | 0
C9 | New basic meters for existing customers - business | Totex | £m | 3 | 0 | 0 | 0 | 0 | 0 | 0 | 0 | 0 | 0 | 0 | 0 | 0 | 0 | 0 | 0 | 0 | 0 | 0 | 0 | 0 | 0
C10 | Replacement of existing basic meters with AMR meters | Capex | £m | 3 | 0 | 0 | 0 | 0 | 0 | 0 | 0 | 0 | 0 | 0 | 0 | 0 | 0 | 0 | 0 | 0 | 0 | 0 | 0 | 0
C11 | Replacement of existing basic meters with AMI meters | Capex | £m | 3 | 0 | 0 | 0 | 0 | 0 | 0 | 0.90905 | 4.9234 | 8.3971 | 11.5051 | 13.5635 | 34.9991 | 5.5599 | 22.0561 | 1.6369 | 19.8547 | 8.7139 | 10.0726 | 18.8975 | 2.2476
C12 | Smart metering infrastructure | Capex | £m | 3 | 0 | 0 | 0 | 0 | 0 | 0 | 0.0032933 | 0.071118 | 0.23147 | 0.4665 | 0.77277 | 7.4798 | 0 | 0 | 0 | 0 | 0 | 0 | 0 | 0
C13 | Replacement of existing basic meters with AMR meters | Opex | £m | 3 | 0 | 0 | 0 | 0 | 0 | 0 | 0 | 0 | 0 | 0 | 0 | 0 | 0 | 0 | 0 | 0 | 0 | 0 | 0 | 0
C14 | Replacement of existing basic meters with AMI meters | Opex | £m | 3 | 0 | 0 | 0 | 0 | 0 | 0 | 0 | 0 | 0 | 0 | 0 | 0 | 0 | 0 | 0 | 0 | 0 | 0 | 0 | 0
C15 | Smart metering infrastructure | Opex | £m | 3 | 0 | 0 | 0 | 0 | 0 | 0 | 0 | 0 | 0 | 0 | 0 | 0 | 8.7202 | 8.7202 | 8.7202 | 8.7202 | 8.7202 | 8.7202 | 8.7202 | 8.7202
C16 | Replacement of existing basic meters with AMR meters | Totex | £m | 3 | 0 | 0 | 0 | 0 | 0 | 0 | 0 | 0 | 0 | 0 | 0 | 0 | 0 | 0 | 0 | 0 | 0 | 0 | 0 | 0 | 0
C17 | Replacement of existing basic meters with AMI meters | Totex | £m | 3 | 0 | 0 | 0 | 0 | 0 | 0 | 0.90905 | 4.9234 | 8.3971 | 11.5051 | 13.5635 | 34.9991 | 5.5599 | 22.0561 | 1.6369 | 19.8547 | 8.7139 | 10.0726 | 18.8975 | 2.2476 | 0
C18 | Smart metering infrastructure | Totex | £m | 3 | 0 | 0 | 0 | 0 | 0 | 0 | 0.0032933 | 0.071118 | 0.23147 | 0.4665 | 0.77277 | 7.4798 | 8.7202 | 8.7202 | 8.7202 | 8.7202 | 8.7202 | 8.7202 | 8.7202 | 8.7202 | 0
C19 | Total metering expenditure | Totex | £m | 3 | 0 | 0 | 0 | 0 | 0 | 0 | 15.4984 | 10.5385 | 13.3893 | 17.7624 | 20.8089 | 64.9732 | 25.4882 | 41.8886 | 21.2595 | 39.5749 | 28.3207 | 29.6911 | 38.6091 | 21.7864 | 0
Table 8d: Summary of total enhancement for programme consistent with RAG reporting requirements |  |  |  |  | Annual totals 2019-20: Annual totals | Five year totals
Reference | Expenditure element | Expenditure type | Unit | Decimal places | 2019-20 | 2020-21 | 2021-22 | 2022-23 | 2023-24 | 2024-25 | 2025-26 | 2026-27 | 2027-28 | 2028-29 | 2029-30 | 2030-31 to 2034-35 | 2035-36 to 2039-40 | 2040-41 to 2044-45 | 2045-46 to 2049-50 | 2050-51 to 2054-55 | 2055-56 to 2059-60 | 2060-61 to 2064-65 | 2065-66 to 2069-70 | 2070-71 to 2074-75 | 2075-76 to 2079-80
D1 | Total enhancement expenditure | Capex | £m | 3 | 0 | 0 | 0 | 0 | 0 | 0 | 14.3077 | 9.5482 | 12.6896 | 17.2417 | 20.4622 | 64.0346 | 17.4139 | 24.1488 | 3.3897 | 21.9872 | 29.5943 | 26.6435 | 20.7393 | 4.1986
D2 | Total enhancement expenditure | Opex | £m | 3 | 0 | 0 | 0 | 0 | 0 | 0 | 1.5763 | 1.6089 | 1.5747 | 1.5747 | 1.5747 | 7.9048 | 18.3192 | 19.0915 | 19.8404 | 20.3134 | 22.6422 | 21.2119 | 19.3702 | 19.3668
D3 | Total enhancement expenditure | Totex | £m | 3 | 0 | 0 | 0 | 0 | 0 | 0 | 15.884 | 11.1571 | 14.2643 | 18.8164 | 22.037 | 71.9394 | 35.7331 | 43.2403 | 23.2301 | 42.3005 | 52.2366 | 47.8554 | 40.1095 | 23.5654
Table 8e: Summary of supply demand benefits for programme consistent with RAG reporting requirements |  |  |  |  | Annual totals 2019-20: Annual totals | Five year totals
Reference | Benefit element | Expenditure type | Unit | Decimal places | 2019-20 | 2020-21 | 2021-22 | 2022-23 | 2023-24 | 2024-25 | 2025-26 | 2026-27 | 2027-28 | 2028-29 | 2029-30 | 2030-31 to 2034-35 | 2035-36 to 2039-40 | 2040-41 to 2044-45 | 2045-46 to 2049-50 | 2050-51 to 2054-55 | 2055-56 to 2059-60 | 2060-61 to 2064-65 | 2065-66 to 2069-70 | 2070-71 to 2074-75 | 2075-76 to 2079-80
E1 | Supply-side improvements | Benefit | Ml/d | 2 | 0 | 0 | 0 | 0 | 0 | 0 | 0 | 0 | 0 | 0 | 0 | 0 | 0 | 0 | 0 | 0 | 20 | 45 | 0 | 0
E2 | Demand-side improvements (excluding leakage and metering) | Benefit | Ml/d | 2 | 0 | 0 | 0 | 0 | 0 | 0 | 0.8154 | 0.8752 | 1.2262 | 1.5014 | 1.7681 | 9.6961 | 9.5496 | 6.1651 | 4.474 | 0.4053 | 0.311 | 0.3109 | 0.3129 | 0.321
E3 | Leakage improvements | Benefit | Ml/d | 2 | 0 | 0 | 0 | 0 | 0 | 0 | 1.9954 | -0.3917 | 0.3573 | 1.0386 | 0.746 | 2.5628 | 1.7164 | 0.393 | 0.393 | 0.368 | 0.34 | 0.37 | 0.35 | 0.35
E4 | Internal interconnectors* | Benefit | Ml/d | 2 | 0 | 0 | 0 | 0 | 0 | 0 | 0 | 0 | 0 | 0 | 0 | 4.1 | 0 | 10 | 0 | 0 | 0 | 0 | 0 | 0
E5 | Metering improvements | Benefit | Ml/d | 2 | 0 | 0 | 0 | 0 | 0 | 0 | 0.4053 | 1.2735 | 1.9856 | 2.101 | 2.7309 | 8.6969 | 0 | 0 | 0 | 0 | 0 | 0 | 0 | 0 | 0
E5.1 | Benefits from new basic meter installations (household) | Benefit | Ml/d | 2 | 0 | 0 | 0 | 0 | 0 | 0 | 0 | 0 | 0 | 0 | 0 | 0 | 0 | 0 | 0 | 0 | 0 | 0 | 0 | 0
E5.2 | Benefits from new AMR meter installations (household) | Benefit | Ml/d | 2 | 0 | 0 | 0 | 0 | 0 | 0 | 0 | 0 | 0 | 0 | 0 | 0 | 0 | 0 | 0 | 0 | 0 | 0 | 0 | 0
E5.3 | Benefits from new AMI meter installations (household) | Benefit | Ml/d | 2 | 0 | 0 | 0 | 0 | 0 | 0 | 0.0313 | 0.1291 | 0.8047 | 1.3503 | 1.8792 | 5.9183 | 0 | 0 | 0 | 0 | 0 | 0 | 0 | 0
E5.4 | Benefits from replacing (or upgrading) existing basic meters with AMR meters (household) | Benefit | Ml/d | 2 | 0 | 0 | 0 | 0 | 0 | 0 | 0 | 0 | 0 | 0 | 0 | 0 | 0 | 0 | 0 | 0 | 0 | 0 | 0 | 0
E5.5 | Benefits from replacing (or upgrading) existing basic or AMR meters with AMI meters (household) | Benefit | Ml/d | 2 | 0 | 0 | 0 | 0 | 0 | 0 | 0 | 0.0223 | 0.1684 | 0.2864 | 0.4006 | 2.5255 | 0 | 0 | 0 | 0 | 0 | 0 | 0 | 0
E5.6 | Benefits from replacing (or upgrading) existing basic meters with AMR meters (non-household) | Benefit | Ml/d | 2 | 0 | 0 | 0 | 0 | 0 | 0 | 0 | 0 | 0 | 0 | 0 | 0 | 0 | 0 | 0 | 0 | 0 | 0 | 0 | 0
E5.7 | Benefits from replacing (or upgrading) existing basic or AMR meters with AMI meters (non-household) | Benefit | Ml/d | 2 | 0 | 0 | 0 | 0 | 0 | 0 | 0.374 | 1.1221 | 1.0125 | 0.4643 | 0.4511 | 0.2531 | 0 | 0 | 0 | 0 | 0 | 0 | 0 | 0
Table 8f: Summary of totex leakage expenditure for programme consistent with RAG reporting requirements |  |  |  |  | Annual totals 2019-20: Annual totals | Five year totals
Reference | Expenditure element | Expenditure type | Unit | Decimal places | 2019-20 | 2020-21 | 2021-22 | 2022-23 | 2023-24 | 2024-25 | 2025-26 | 2026-27 | 2027-28 | 2028-29 | 2029-30 | 2030-31 to 2034-35 | 2035-36 to 2039-40 | 2040-41 to 2044-45 | 2045-46 to 2049-50 | 2050-51 to 2054-55 | 2055-56 to 2059-60 | 2060-61 to 2064-65 | 2065-66 to 2069-70 | 2070-71 to 2074-75 | 2075-76 to 2079-80
F27 | Total leakage activity - Maintaining leakage | Totex | £m | 3 | bar: Annual totals 2019-20 to Annual totals 2024-25
F28 | Total leakage activity - Reducing leakage | Totex | £m | 3 | 0 | 0 | 0 | 0 | 0 | 0 | 0.38557 | 0.61859 | 0.87505 | 1.054 | 1.2281 | 3.7181 | 0 | 0 | 0 | 0 | 0 | 0 | 0 | 0
Water Company | Portsmouth Water | Version | jet-20240206-190500-st-hybrid-dy-w1-tree16.05-options-v67-gov-led-hybridcp2-ppp5-pwh15-har2-twd14-no-force-kni-no-force-less-2075-fix-bvp¦Situation 1 |  | Annual totals 2019-20: Back to title page
Planning Scenario | Alternative Plan 1 | NPV cost associated with plan (£m) | 333.2978
Table 8a: Summary Base Totex expenditure for programme consistent with RAG reporting requirements |  |  |  |  | Annual totals 2019-20: Annual totals | Five year totals
Reference | Expenditure element | Expenditure type | Unit | Decimal places | 2019-20 | 2020-21 | 2021-22 | 2022-23 | 2023-24 | 2024-25 | 2025-26 | 2026-27 | 2027-28 | 2028-29 | 2029-30 | 2030-31 to 2034-35 | 2035-36 to 2039-40 | 2040-41 to 2044-45 | 2045-46 to 2049-50 | 2050-51 to 2054-55 | 2055-56 to 2059-60 | 2060-61 to 2064-65 | 2065-66 to 2069-70 | 2070-71 to 2074-75 | 2075-76 to 2079-80
A1 | Totex increases (base) | Totex | £m | 3 | 0 | 1.593 | 0 | 0 | 0 | 0 | 3.4044 | 4.5975 | 4.3238 | 3.501 | 3.5548 | 16.717 | 18.7057 | 17.7918 | 17.5369 | 18.1591 | 18.3175 | 17.6434 | 18.6691 | 18.6326 | 0
A2 | Totex savings (base) | Totex | £m | 3 | 0 | 0 | 0 | 0 | 0 | 0 | 0 | 0 | 0 | 0 | 0 | 0 | 0 | 0 | 0 | 0 | 0 | 0 | 0 | 0 | 0
A3 | Total totex variance (base) | Totex | £m | 3 | 0 | 1.593 | 0 | 0 | 0 | 0 | 3.4044 | 4.5975 | 4.3238 | 3.501 | 3.5548 | 16.717 | 18.7057 | 17.7918 | 17.5369 | 18.1591 | 18.3175 | 17.6434 | 18.6691 | 18.6326 | 0
Table 8b: Summary of supply-demand balance enhancement expenditure for programme consistent with RAG reporting requirements |  |  |  |  | Annual totals 2019-20: Annual totals | Five year totals
Reference | Expenditure element | Expenditure type | Unit | Decimal places | 2019-20 | 2020-21 | 2021-22 | 2022-23 | 2023-24 | 2024-25 | 2025-26 | 2026-27 | 2027-28 | 2028-29 | 2029-30 | 2030-31 to 2034-35 | 2035-36 to 2039-40 | 2040-41 to 2044-45 | 2045-46 to 2049-50 | 2050-51 to 2054-55 | 2055-56 to 2059-60 | 2060-61 to 2064-65 | 2065-66 to 2069-70 | 2070-71 to 2074-75 | 2075-76 to 2079-80
B1 | Supply-side improvements | Capex | £m | 3 | 0 | 0 | 0 | 0 | 0 | 0 | 0 | 0 | 0 | 0 | 0 | 6.3811 | 25.5245 | 0 | 0 | 0 | 6.0515 | 0 | 0 | 4.4555 | 0
B2 | Supply-side improvements | Opex | £m | 3 | 0 | 0 | 0 | 0 | 0 | 0 | 0 | 0 | 0 | 0 | 0 | 0 | 0.2037 | 1.3003 | 1.788 | 1.794 | 1.794 | 1.794 | 1.7936 | 1.794 | 0
B3 | Supply-side improvements | Totex | £m | 3 | 0 | 0 | 0 | 0 | 0 | 0 | 0 | 0 | 0 | 0 | 0 | 6.3811 | 25.7282 | 1.3003 | 1.788 | 1.794 | 7.8455 | 1.794 | 1.7936 | 6.2495 | 0
B4 | Demand-side improvements (excl. leakage and metering) | Capex | £m | 3 | 0 | 0 | 0 | 0 | 0 | 0 | 0 | 0 | 0 | 0 | 0 | 0 | 0 | 0 | 0 | 0 | 0 | 0 | 0 | 0 | 0
B5 | Demand-side improvements (excl. leakage and metering) | Opex | £m | 3 | 0 | 0 | 0 | 0 | 0 | 0 | 0 | 0 | 0 | 0 | 0 | 0 | 0 | 0 | 0 | 0 | 0 | 0 | 0 | 0 | 0
B6 | Demand-side improvements (excl. leakage and metering) | Totex | £m | 3 | 0 | 0 | 0 | 0 | 0 | 0 | 0 | 0 | 0 | 0 | 0 | 0 | 0 | 0 | 0 | 0 | 0 | 0 | 0 | 0 | 0
B7 | Leakage improvements | Capex | £m | 3 | 0 | 0 | 0 | 0 | 0 | 0 | 0.38557 | 0.61859 | 0.87505 | 1.054 | 1.2281 | 3.7181 | 0 | 0 | 0 | 0 | 0 | 0 | 0 | 0 | 0
B8 | Leakage improvements | Opex | £m | 3 | 0 | 0 | 0 | 0 | 0 | 0 | 0 | 0 | 0 | 0 | 0 | 0 | 0 | 0 | 0 | 0 | 0 | 0 | 0 | 0 | 0
B9 | Leakage improvements | Totex | £m | 3 | 0 | 0 | 0 | 0 | 0 | 0 | 0.38557 | 0.61859 | 0.87505 | 1.054 | 1.2281 | 3.7181 | 0 | 0 | 0 | 0 | 0 | 0 | 0 | 0 | 0
B10 | Internal interconnectors | Capex | £m | 3 | 0 | 0 | 0 | 0 | 0 | 0 | 0 | 0 | 0 | 0 | 0 | 0.69953 | 0 | 18.5211 | 26.0267 | 0.282 | 2.1168 | 8.0027 | 0.91341 | 4.1505 | 0
B11 | Internal interconnectors | Opex | £m | 3 | 0 | 0 | 0 | 0 | 0 | 0 | 0 | 0 | 0 | 0 | 0 | 0.033027 | 0.082567 | 0.082567 | 6.681 | 14.5824 | 16.3945 | 18.2921 | 20.449 | 22.3213 | 0
B12 | Internal interconnectors | Totex | £m | 3 | 0 | 0 | 0 | 0 | 0 | 0 | 0 | 0 | 0 | 0 | 0 | 0.73255 | 0.082567 | 18.6037 | 32.7077 | 14.8644 | 18.5113 | 26.2948 | 21.3624 | 26.4717 | 0
B13 | Strategic regional water resources | Capex | £m | 3 | 0 | 0 | 0 | 0 | 0 | 0 | 0 | 0 | 0 | 0 | 0 | 0 | 0 | 0 | 0 | 0 | 0 | 0 | 0 | 0 | 0
B14 | Strategic regional water resources | Opex | £m | 3 | 0 | 0 | 0 | 0 | 0 | 0 | 0 | 0 | 0 | 0 | 0 | 0 | 0 | 0 | 0 | 0 | 0 | 0 | 0 | 0 | 0
B15 | Strategic regional water resources | Totex | £m | 3 | 0 | 0 | 0 | 0 | 0 | 0 | 0 | 0 | 0 | 0 | 0 | 0 | 0 | 0 | 0 | 0 | 0 | 0 | 0 | 0 | 0
B16 | Total supply demand expenditure | Totex | £m | 3 | 0 | 0 | 0 | 0 | 0 | 0 | 0.38557 | 0.61859 | 0.87505 | 1.054 | 1.2281 | 10.8318 | 25.8108 | 19.904 | 34.4957 | 16.6584 | 26.3568 | 28.0888 | 23.1559 | 32.7212 | 0
Table 8c: Summary of metering enhancement expenditure for programme consistent with RAG reporting requirements |  |  |  |  | Annual totals 2019-20: Annual totals | Five year totals
Reference | Expenditure element | Expenditure type | Unit | Decimal places | 2019-20 | 2020-21 | 2021-22 | 2022-23 | 2023-24 | 2024-25 | 2025-26 | 2026-27 | 2027-28 | 2028-29 | 2029-30 | 2030-31 to 2034-35 | 2035-36 to 2039-40 | 2040-41 to 2044-45 | 2045-46 to 2049-50 | 2050-51 to 2054-55 | 2055-56 to 2059-60 | 2060-61 to 2064-65 | 2065-66 to 2069-70 | 2070-71 to 2074-75 | 2075-76 to 2079-80
C1 | New meters requested by existing customers (optants) | Capex | £m | 3 | 0 | 0 | 0 | 0 | 0 | 0 | 0 | 0 | 0 | 0 | 0 | 0 | 0 | 0 | 0 | 0 | 0 | 0 | 0 | 0 | 0
C1.1 | New basic meters requested by existing customers (optants) | Capex | £m | 3 | 0 | 0 | 0 | 0 | 0 | 0 | 0 | 0 | 0 | 0 | 0 | 0 | 0 | 0 | 0 | 0 | 0 | 0 | 0 | 0 | 0
C1.2 | New AMR meters requested by existing customers (optants) | Capex | £m | 3 | 0 | 0 | 0 | 0 | 0 | 0 | 0 | 0 | 0 | 0 | 0 | 0 | 0 | 0 | 0 | 0 | 0 | 0 | 0 | 0 | 0
C1.3 | New AMI meters requested by existing customers (optants) | Capex | £m | 3 | 0 | 0 | 0 | 0 | 0 | 0 | 0 | 0 | 0 | 0 | 0 | 0 | 0 | 0 | 0 | 0 | 0 | 0 | 0 | 0 | 0
C2 | New meters requested by existing customers (optants) | Opex | £m | 3 | 0 | 0 | 0 | 0 | 0 | 0 | 0 | 0 | 0 | 0 | 0 | 0 | 0 | 0 | 0 | 0 | 0 | 0 | 0 | 0 | 0
C2.1 | New basic meters requested by existing customers (optants) | Opex | £m | 3 | 0 | 0 | 0 | 0 | 0 | 0 | 0 | 0 | 0 | 0 | 0 | 0 | 0 | 0 | 0 | 0 | 0 | 0 | 0 | 0 | 0
C2.2 | New AMR meters requested by existing customers (optants) | Opex | £m | 3 | 0 | 0 | 0 | 0 | 0 | 0 | 0 | 0 | 0 | 0 | 0 | 0 | 0 | 0 | 0 | 0 | 0 | 0 | 0 | 0 | 0
C2.3 | New AMI meters requested by existing customers (optants) | Opex | £m | 3 | 0 | 0 | 0 | 0 | 0 | 0 | 0 | 0 | 0 | 0 | 0 | 0 | 0 | 0 | 0 | 0 | 0 | 0 | 0 | 0 | 0
C3 | New meters requested by existing customers (optants) | Totex | £m | 3 | 0 | 0 | 0 | 0 | 0 | 0 | 0 | 0 | 0 | 0 | 0 | 0 | 0 | 0 | 0 | 0 | 0 | 0 | 0 | 0 | 0
C4 | New meters introduced by companies for existing customers | Capex | £m | 3 | 0 | 0 | 0 | 0 | 0 | 0 | 13.0098 | 3.9351 | 3.186 | 4.2161 | 4.8979 | 14.6225 | 1.7915 | 1.9627 | 1.7528 | 1.8505 | 1.7371 | 1.7488 | 1.8417 | 1.669 | 0
C4.1 | New basic meters introduced by companies for existing customers | Capex | £m | 3 | 0 | 0 | 0 | 0 | 0 | 0 | 0 | 0 | 0 | 0 | 0 | 0 | 0 | 0 | 0 | 0 | 0 | 0 | 0 | 0 | 0
C4.2 | New AMR meters introduced by companies for existing customers | Capex | £m | 3 | 0 | 0 | 0 | 0 | 0 | 0 | 0 | 0 | 0 | 0 | 0 | 0 | 0 | 0 | 0 | 0 | 0 | 0 | 0 | 0 | 0
C4.3 | New AMI meters introduced by companies for existing customers | Capex | £m | 3 | 0 | 0 | 0 | 0 | 0 | 0 | 13.0098 | 3.9351 | 3.186 | 4.2161 | 4.8979 | 14.6225 | 1.7915 | 1.9627 | 1.7528 | 1.8505 | 1.7371 | 1.7488 | 1.8417 | 1.669 | 0
C5 | New meters introduced by companies for existing customers | Opex | £m | 3 | 0 | 0 | 0 | 0 | 0 | 0 | 1.5763 | 1.6089 | 1.5747 | 1.5747 | 1.5747 | 7.8718 | 9.4166 | 9.1495 | 9.1495 | 9.1495 | 9.1495 | 9.1495 | 9.1495 | 9.1495 | 0
C5.1 | New basic meters introduced by companies for existing customers | Opex | £m | 3 | 0 | 0 | 0 | 0 | 0 | 0 | 0 | 0 | 0 | 0 | 0 | 0 | 0 | 0 | 0 | 0 | 0 | 0 | 0 | 0 | 0
C5.2 | New AMR meters introduced by companies for existing customers | Opex | £m | 3 | 0 | 0 | 0 | 0 | 0 | 0 | 0 | 0 | 0 | 0 | 0 | 0 | 0 | 0 | 0 | 0 | 0 | 0 | 0 | 0 | 0
C5.3 | New AMI meters introduced by companies for existing customers | Opex | £m | 3 | 0 | 0 | 0 | 0 | 0 | 0 | 1.5763 | 1.6089 | 1.5747 | 1.5747 | 1.5747 | 7.8718 | 9.4166 | 9.1495 | 9.1495 | 9.1495 | 9.1495 | 9.1495 | 9.1495 | 9.1495 | 0
C6 | New meters introduced by companies for existing customers | Totex | £m | 3 | 0 | 0 | 0 | 0 | 0 | 0 | 14.5861 | 5.544 | 4.7607 | 5.7908 | 6.4727 | 22.4943 | 11.2081 | 11.1123 | 10.9024 | 11 | 10.8866 | 10.8983 | 10.9913 | 10.8185 | 0
C7 | New meters for existing customers - business | Capex | £m | 3 | 0 | 0 | 0 | 0 | 0 | 0 | 0 | 0 | 0 | 0 | 0 | 0 | 0 | 0 | 0 | 0 | 0 | 0 | 0 | 0 | 0
C7.1 | New basic meters for existing customers - business | Capex | £m | 3 | 0 | 0 | 0 | 0 | 0 | 0 | 0 | 0 | 0 | 0 | 0 | 0 | 0 | 0 | 0 | 0 | 0 | 0 | 0 | 0 | 0
C7.2 | New AMR meters for existing customers - business | Capex | £m | 3 | 0 | 0 | 0 | 0 | 0 | 0 | 0 | 0 | 0 | 0 | 0 | 0 | 0 | 0 | 0 | 0 | 0 | 0 | 0 | 0 | 0
C7.3 | New AMI meters for existing customers - business | Capex | £m | 3 | 0 | 0 | 0 | 0 | 0 | 0 | 0 | 0 | 0 | 0 | 0 | 0 | 0 | 0 | 0 | 0 | 0 | 0 | 0 | 0 | 0
C8 | New meters for existing customers - business | Opex | £m | 3 | 0 | 0 | 0 | 0 | 0 | 0 | 0 | 0 | 0 | 0 | 0 | 0 | 0 | 0 | 0 | 0 | 0 | 0 | 0 | 0 | 0
C8.1 | New basic meters for existing customers - business | Opex | £m | 3 | 0 | 0 | 0 | 0 | 0 | 0 | 0 | 0 | 0 | 0 | 0 | 0 | 0 | 0 | 0 | 0 | 0 | 0 | 0 | 0 | 0
C8.2 | New AMR meters for existing customers - business | Opex | £m | 3 | 0 | 0 | 0 | 0 | 0 | 0 | 0 | 0 | 0 | 0 | 0 | 0 | 0 | 0 | 0 | 0 | 0 | 0 | 0 | 0 | 0
C8.3 | New AMI meters for existing customers - business | Opex | £m | 3 | 0 | 0 | 0 | 0 | 0 | 0 | 0 | 0 | 0 | 0 | 0 | 0 | 0 | 0 | 0 | 0 | 0 | 0 | 0 | 0 | 0
C9 | New basic meters for existing customers - business | Totex | £m | 3 | 0 | 0 | 0 | 0 | 0 | 0 | 0 | 0 | 0 | 0 | 0 | 0 | 0 | 0 | 0 | 0 | 0 | 0 | 0 | 0 | 0
C10 | Replacement of existing basic meters with AMR meters | Capex | £m | 3 | 0 | 0 | 0 | 0 | 0 | 0 | 0 | 0 | 0 | 0 | 0 | 0 | 0 | 0 | 0 | 0 | 0 | 0 | 0 | 0 | 0
C11 | Replacement of existing basic meters with AMI meters | Capex | £m | 3 | 0 | 0 | 0 | 0 | 0 | 0 | 0.90905 | 4.9234 | 8.3971 | 11.5051 | 13.5635 | 34.9991 | 5.5599 | 22.0561 | 1.6369 | 19.8547 | 8.7139 | 10.0726 | 18.8975 | 2.2476 | 0
C12 | Smart metering infrastructure | Capex | £m | 3 | 0 | 0 | 0 | 0 | 0 | 0 | 0.0032933 | 0.071118 | 0.23147 | 0.4665 | 0.77277 | 7.4798 | 0 | 0 | 0 | 0 | 0 | 0 | 0 | 0 | 0
C13 | Replacement of existing basic meters with AMR meters | Opex | £m | 3 | 0 | 0 | 0 | 0 | 0 | 0 | 0 | 0 | 0 | 0 | 0 | 0 | 0 | 0 | 0 | 0 | 0 | 0 | 0 | 0 | 0
C14 | Replacement of existing basic meters with AMI meters | Opex | £m | 3 | 0 | 0 | 0 | 0 | 0 | 0 | 0 | 0 | 0 | 0 | 0 | 0 | 0 | 0 | 0 | 0 | 0 | 0 | 0 | 0 | 0
C15 | Smart metering infrastructure | Opex | £m | 3 | 0 | 0 | 0 | 0 | 0 | 0 | 0 | 0 | 0 | 0 | 0 | 0 | 8.7202 | 8.7202 | 8.7202 | 8.7202 | 8.7202 | 8.7202 | 8.7202 | 8.7202 | 0
C16 | Replacement of existing basic meters with AMR meters | Totex | £m | 3 | 0 | 0 | 0 | 0 | 0 | 0 | 0 | 0 | 0 | 0 | 0 | 0 | 0 | 0 | 0 | 0 | 0 | 0 | 0 | 0 | 0
C17 | Replacement of existing basic meters with AMI meters | Totex | £m | 3 | 0 | 0 | 0 | 0 | 0 | 0 | 0.90905 | 4.9234 | 8.3971 | 11.5051 | 13.5635 | 34.9991 | 5.5599 | 22.0561 | 1.6369 | 19.8547 | 8.7139 | 10.0726 | 18.8975 | 2.2476 | 0
C18 | Smart metering infrastructure | Totex | £m | 3 | 0 | 0 | 0 | 0 | 0 | 0 | 0.0032933 | 0.071118 | 0.23147 | 0.4665 | 0.77277 | 7.4798 | 8.7202 | 8.7202 | 8.7202 | 8.7202 | 8.7202 | 8.7202 | 8.7202 | 8.7202 | 0
C19 | Total metering expenditure | Totex | £m | 3 | 0 | 0 | 0 | 0 | 0 | 0 | 15.4984 | 10.5385 | 13.3893 | 17.7624 | 20.8089 | 64.9732 | 25.4882 | 41.8886 | 21.2595 | 39.5749 | 28.3207 | 29.6911 | 38.6091 | 21.7864 | 0
Table 8d: Summary of total enhancement for programme consistent with RAG reporting requirements |  |  |  |  | Annual totals 2019-20: Annual totals | Five year totals
Reference | Expenditure element | Expenditure type | Unit | Decimal places | 2019-20 | 2020-21 | 2021-22 | 2022-23 | 2023-24 | 2024-25 | 2025-26 | 2026-27 | 2027-28 | 2028-29 | 2029-30 | 2030-31 to 2034-35 | 2035-36 to 2039-40 | 2040-41 to 2044-45 | 2045-46 to 2049-50 | 2050-51 to 2054-55 | 2055-56 to 2059-60 | 2060-61 to 2064-65 | 2065-66 to 2069-70 | 2070-71 to 2074-75 | 2075-76 to 2079-80
D1 | Total enhancement expenditure | Capex | £m | 3 | 0 | 0 | 0 | 0 | 0 | 0 | 14.3077 | 9.5482 | 12.6896 | 17.2417 | 20.4622 | 67.9001 | 32.8759 | 42.5399 | 29.4164 | 21.9872 | 18.6192 | 19.824 | 21.6527 | 12.5226
D2 | Total enhancement expenditure | Opex | £m | 3 | 0 | 0 | 0 | 0 | 0 | 0 | 1.5763 | 1.6089 | 1.5747 | 1.5747 | 1.5747 | 7.9048 | 18.4231 | 19.2527 | 26.3388 | 34.2462 | 36.0583 | 37.9559 | 40.1123 | 41.985
D3 | Total enhancement expenditure | Totex | £m | 3 | 0 | 0 | 0 | 0 | 0 | 0 | 15.884 | 11.1571 | 14.2643 | 18.8164 | 22.037 | 75.805 | 51.299 | 61.7926 | 55.7552 | 56.2333 | 54.6775 | 57.7799 | 61.765 | 54.5076
Table 8e: Summary of supply demand benefits for programme consistent with RAG reporting requirements |  |  |  |  | Annual totals 2019-20: Annual totals | Five year totals
Reference | Benefit element | Expenditure type | Unit | Decimal places | 2019-20 | 2020-21 | 2021-22 | 2022-23 | 2023-24 | 2024-25 | 2025-26 | 2026-27 | 2027-28 | 2028-29 | 2029-30 | 2030-31 to 2034-35 | 2035-36 to 2039-40 | 2040-41 to 2044-45 | 2045-46 to 2049-50 | 2050-51 to 2054-55 | 2055-56 to 2059-60 | 2060-61 to 2064-65 | 2065-66 to 2069-70 | 2070-71 to 2074-75 | 2075-76 to 2079-80
E1 | Supply-side improvements | Benefit | Ml/d | 2 | 0 | 0 | 0 | 0 | 0 | 0 | 0 | 0 | 0 | 0 | 0 | 0 | 45 | 0 | 10 | 0 | 50 | 10 | 0 | 0 | 0
E2 | Demand-side improvements (excluding leakage and metering) | Benefit | Ml/d | 2 | 0 | 0 | 0 | 0 | 0 | 0 | 0.8154 | 0.8752 | 1.2262 | 1.5014 | 1.7681 | 9.6961 | 9.5496 | 6.1651 | 4.474 | 0.4053 | 0.311 | 0.3109 | 0.3129 | 0.321 | 0
E3 | Leakage improvements | Benefit | Ml/d | 2 | 0 | 0 | 0 | 0 | 0 | 0 | 1.9954 | -0.3917 | 0.3573 | 1.0386 | 0.746 | 2.5628 | 1.7164 | 0.393 | 0.393 | 0.368 | 0.34 | 0.37 | 0.35 | 0.35 | 0
E4 | Internal interconnectors* | Benefit | Ml/d | 2 | 0 | 0 | 0 | 0 | 0 | 0 | 0 | 0 | 0 | 0 | 0 | 4.1 | 0 | 0 | 20 | 0 | 0 | 0 | 0 | 0 | 0
E5 | Metering improvements | Benefit | Ml/d | 2 | 0 | 0 | 0 | 0 | 0 | 0 | 0.4053 | 1.2735 | 1.9856 | 2.101 | 2.7309 | 8.6969 | 0 | 0 | 0 | 0 | 0 | 0 | 0 | 0 | 0
E5.1 | Benefits from new basic meter installations (household) | Benefit | Ml/d | 2 | 0 | 0 | 0 | 0 | 0 | 0 | 0 | 0 | 0 | 0 | 0 | 0 | 0 | 0 | 0 | 0 | 0 | 0 | 0 | 0 | 0
E5.2 | Benefits from new AMR meter installations (household) | Benefit | Ml/d | 2 | 0 | 0 | 0 | 0 | 0 | 0 | 0 | 0 | 0 | 0 | 0 | 0 | 0 | 0 | 0 | 0 | 0 | 0 | 0 | 0 | 0
E5.3 | Benefits from new AMI meter installations (household) | Benefit | Ml/d | 2 | 0 | 0 | 0 | 0 | 0 | 0 | 0.0313 | 0.1291 | 0.8047 | 1.3503 | 1.8792 | 5.9183 | 0 | 0 | 0 | 0 | 0 | 0 | 0 | 0 | 0
E5.4 | Benefits from replacing (or upgrading) existing basic meters with AMR meters (household) | Benefit | Ml/d | 2 | 0 | 0 | 0 | 0 | 0 | 0 | 0 | 0 | 0 | 0 | 0 | 0 | 0 | 0 | 0 | 0 | 0 | 0 | 0 | 0 | 0
E5.5 | Benefits from replacing (or upgrading) existing basic or AMR meters with AMI meters (household) | Benefit | Ml/d | 2 | 0 | 0 | 0 | 0 | 0 | 0 | 0 | 0.0223 | 0.1684 | 0.2864 | 0.4006 | 2.5255 | 0 | 0 | 0 | 0 | 0 | 0 | 0 | 0 | 0
E5.6 | Benefits from replacing (or upgrading) existing basic meters with AMR meters (non-household) | Benefit | Ml/d | 2 | 0 | 0 | 0 | 0 | 0 | 0 | 0 | 0 | 0 | 0 | 0 | 0 | 0 | 0 | 0 | 0 | 0 | 0 | 0 | 0 | 0
E5.7 | Benefits from replacing (or upgrading) existing basic or AMR meters with AMI meters (non-household) | Benefit | Ml/d | 2 | 0 | 0 | 0 | 0 | 0 | 0 | 0.374 | 1.1221 | 1.0125 | 0.4643 | 0.4511 | 0.2531 | 0 | 0 | 0 | 0 | 0 | 0 | 0 | 0 | 0
Table 8f: Summary of totex leakage expenditure for programme consistent with RAG reporting requirements |  |  |  |  | Annual totals 2019-20: Annual totals | Five year totals
Reference | Expenditure element | Expenditure type | Unit | Decimal places | 2019-20 | 2020-21 | 2021-22 | 2022-23 | 2023-24 | 2024-25 | 2025-26 | 2026-27 | 2027-28 | 2028-29 | 2029-30 | 2030-31 to 2034-35 | 2035-36 to 2039-40 | 2040-41 to 2044-45 | 2045-46 to 2049-50 | 2050-51 to 2054-55 | 2055-56 to 2059-60 | 2060-61 to 2064-65 | 2065-66 to 2069-70 | 2070-71 to 2074-75 | 2075-76 to 2079-80
F27 | Total leakage activity - Maintaining leakage | Totex | £m | 3 | bar: Annual totals 2019-20 to Annual totals 2024-25
F28 | Total leakage activity - Reducing leakage | Totex | £m | 3 | 0 | 0 | 0 | 0 | 0 | 0 | 0.38557 | 0.61859 | 0.87505 | 1.054 | 1.2281 | 3.7181 | 0 | 0 | 0 | 0 | 0 | 0 | 0 | 0
Water Company | Portsmouth Water | Version | jet-20240206-190500-st-hybrid-dy-w1-tree16.05-options-v67-gov-led-hybridcp2-ppp5-pwh15-har2-twd14-no-force-kni-no-force-less-2075-fix-bvp¦Situation 3 |  | Annual totals 2019-20: Back to title page
Planning Scenario | Alternative Plan 2 | NPV cost associated with plan (£m) | 282.8684
Table 8a: Summary Base Totex expenditure for programme consistent with RAG reporting requirements |  |  |  |  | Annual totals 2019-20: Annual totals | Five year totals
Reference | Expenditure element | Expenditure type | Unit | Decimal places | 2019-20 | 2020-21 | 2021-22 | 2022-23 | 2023-24 | 2024-25 | 2025-26 | 2026-27 | 2027-28 | 2028-29 | 2029-30 | 2030-31 to 2034-35 | 2035-36 to 2039-40 | 2040-41 to 2044-45 | 2045-46 to 2049-50 | 2050-51 to 2054-55 | 2055-56 to 2059-60 | 2060-61 to 2064-65 | 2065-66 to 2069-70 | 2070-71 to 2074-75 | 2075-76 to 2079-80
A1 | Totex increases (base) | Totex | £m | 3 | 0 | 1.593 | 0 | 0 | 0 | 0 | 3.4044 | 4.5975 | 4.3238 | 3.501 | 3.5548 | 16.717 | 18.7057 | 17.7918 | 17.5369 | 18.1591 | 18.3175 | 17.6434 | 18.6691 | 18.6326 | 0
A2 | Totex savings (base) | Totex | £m | 3 | 0 | 0 | 0 | 0 | 0 | 0 | 0 | 0 | 0 | 0 | 0 | 0 | 0 | 0 | 0 | 0 | 0 | 0 | 0 | 0 | 0
A3 | Total totex variance (base) | Totex | £m | 3 | 0 | 1.593 | 0 | 0 | 0 | 0 | 3.4044 | 4.5975 | 4.3238 | 3.501 | 3.5548 | 16.717 | 18.7057 | 17.7918 | 17.5369 | 18.1591 | 18.3175 | 17.6434 | 18.6691 | 18.6326 | 0
Table 8b: Summary of supply-demand balance enhancement expenditure for programme consistent with RAG reporting requirements |  |  |  |  | Annual totals 2019-20: Annual totals | Five year totals
Reference | Expenditure element | Expenditure type | Unit | Decimal places | 2019-20 | 2020-21 | 2021-22 | 2022-23 | 2023-24 | 2024-25 | 2025-26 | 2026-27 | 2027-28 | 2028-29 | 2029-30 | 2030-31 to 2034-35 | 2035-36 to 2039-40 | 2040-41 to 2044-45 | 2045-46 to 2049-50 | 2050-51 to 2054-55 | 2055-56 to 2059-60 | 2060-61 to 2064-65 | 2065-66 to 2069-70 | 2070-71 to 2074-75 | 2075-76 to 2079-80
B1 | Supply-side improvements | Capex | £m | 3 | 0 | 0 | 0 | 0 | 0 | 0 | 0 | 0 | 0 | 0 | 0 | 6.3811 | 25.5245 | 0 | 0 | 0 | 6.0515 | 0 | 0 | 0 | 0
B2 | Supply-side improvements | Opex | £m | 3 | 0 | 0 | 0 | 0 | 0 | 0 | 0 | 0 | 0 | 0 | 0 | 0 | 0 | 0 | 0 | 0 | 0 | 0 | 0 | 0 | 0
B3 | Supply-side improvements | Totex | £m | 3 | 0 | 0 | 0 | 0 | 0 | 0 | 0 | 0 | 0 | 0 | 0 | 6.3811 | 25.5245 | 0 | 0 | 0 | 6.0515 | 0 | 0 | 0 | 0
B4 | Demand-side improvements (excl. leakage and metering) | Capex | £m | 3 | 0 | 0 | 0 | 0 | 0 | 0 | 0 | 0 | 0 | 0 | 0 | 0 | 0 | 0 | 0 | 0 | 0 | 0 | 0 | 0 | 0
B5 | Demand-side improvements (excl. leakage and metering) | Opex | £m | 3 | 0 | 0 | 0 | 0 | 0 | 0 | 0 | 0 | 0 | 0 | 0 | 0 | 0 | 0 | 0 | 0 | 0 | 0 | 0 | 0 | 0
B6 | Demand-side improvements (excl. leakage and metering) | Totex | £m | 3 | 0 | 0 | 0 | 0 | 0 | 0 | 0 | 0 | 0 | 0 | 0 | 0 | 0 | 0 | 0 | 0 | 0 | 0 | 0 | 0 | 0
B7 | Leakage improvements | Capex | £m | 3 | 0 | 0 | 0 | 0 | 0 | 0 | 0.38557 | 0.61859 | 0.87505 | 1.054 | 1.2281 | 3.7181 | 0 | 0 | 0 | 0 | 0 | 0 | 0 | 0 | 0
B8 | Leakage improvements | Opex | £m | 3 | 0 | 0 | 0 | 0 | 0 | 0 | 0 | 0 | 0 | 0 | 0 | 0 | 0 | 0 | 0 | 0 | 0 | 0 | 0 | 0 | 0
B9 | Leakage improvements | Totex | £m | 3 | 0 | 0 | 0 | 0 | 0 | 0 | 0.38557 | 0.61859 | 0.87505 | 1.054 | 1.2281 | 3.7181 | 0 | 0 | 0 | 0 | 0 | 0 | 0 | 0 | 0
B10 | Internal interconnectors | Capex | £m | 3 | 0 | 0 | 0 | 0 | 0 | 0 | 0 | 0 | 0 | 0 | 0 | 0.69953 | 0 | 0.13001 | 0 | 0.282 | 0 | 0.13001 | 0 | 0.282 | 0
B11 | Internal interconnectors | Opex | £m | 3 | 0 | 0 | 0 | 0 | 0 | 0 | 0 | 0 | 0 | 0 | 0 | 0.033027 | 0.082567 | 0.082567 | 0.082567 | 0.082567 | 0.082567 | 0.082567 | 0.082567 | 0.082567 | 0
B12 | Internal interconnectors | Totex | £m | 3 | 0 | 0 | 0 | 0 | 0 | 0 | 0 | 0 | 0 | 0 | 0 | 0.73255 | 0.082567 | 0.21257 | 0.082567 | 0.36456 | 0.082567 | 0.21257 | 0.082567 | 0.36456 | 0
B13 | Strategic regional water resources | Capex | £m | 3 | 0 | 0 | 0 | 0 | 0 | 0 | 0 | 0 | 0 | 0 | 0 | 0 | 0 | 0 | 0 | 0 | 0 | 0 | 0 | 0 | 0
B14 | Strategic regional water resources | Opex | £m | 3 | 0 | 0 | 0 | 0 | 0 | 0 | 0 | 0 | 0 | 0 | 0 | 0 | 0 | 0 | 0 | 0 | 0 | 0 | 0 | 0 | 0
B15 | Strategic regional water resources | Totex | £m | 3 | 0 | 0 | 0 | 0 | 0 | 0 | 0 | 0 | 0 | 0 | 0 | 0 | 0 | 0 | 0 | 0 | 0 | 0 | 0 | 0 | 0
B16 | Total supply demand expenditure | Totex | £m | 3 | 0 | 0 | 0 | 0 | 0 | 0 | 0.38557 | 0.61859 | 0.87505 | 1.054 | 1.2281 | 10.8318 | 25.6071 | 0.21257 | 0.082567 | 0.36456 | 6.1341 | 0.21257 | 0.082567 | 0.36456 | 0
Table 8c: Summary of metering enhancement expenditure for programme consistent with RAG reporting requirements |  |  |  |  | Annual totals 2019-20: Annual totals | Five year totals
Reference | Expenditure element | Expenditure type | Unit | Decimal places | 2019-20 | 2020-21 | 2021-22 | 2022-23 | 2023-24 | 2024-25 | 2025-26 | 2026-27 | 2027-28 | 2028-29 | 2029-30 | 2030-31 to 2034-35 | 2035-36 to 2039-40 | 2040-41 to 2044-45 | 2045-46 to 2049-50 | 2050-51 to 2054-55 | 2055-56 to 2059-60 | 2060-61 to 2064-65 | 2065-66 to 2069-70 | 2070-71 to 2074-75 | 2075-76 to 2079-80
C1 | New meters requested by existing customers (optants) | Capex | £m | 3 | 0 | 0 | 0 | 0 | 0 | 0 | 0 | 0 | 0 | 0 | 0 | 0 | 0 | 0 | 0 | 0 | 0 | 0 | 0 | 0 | 0
C1.1 | New basic meters requested by existing customers (optants) | Capex | £m | 3 | 0 | 0 | 0 | 0 | 0 | 0 | 0 | 0 | 0 | 0 | 0 | 0 | 0 | 0 | 0 | 0 | 0 | 0 | 0 | 0 | 0
C1.2 | New AMR meters requested by existing customers (optants) | Capex | £m | 3 | 0 | 0 | 0 | 0 | 0 | 0 | 0 | 0 | 0 | 0 | 0 | 0 | 0 | 0 | 0 | 0 | 0 | 0 | 0 | 0 | 0
C1.3 | New AMI meters requested by existing customers (optants) | Capex | £m | 3 | 0 | 0 | 0 | 0 | 0 | 0 | 0 | 0 | 0 | 0 | 0 | 0 | 0 | 0 | 0 | 0 | 0 | 0 | 0 | 0 | 0
C2 | New meters requested by existing customers (optants) | Opex | £m | 3 | 0 | 0 | 0 | 0 | 0 | 0 | 0 | 0 | 0 | 0 | 0 | 0 | 0 | 0 | 0 | 0 | 0 | 0 | 0 | 0 | 0
C2.1 | New basic meters requested by existing customers (optants) | Opex | £m | 3 | 0 | 0 | 0 | 0 | 0 | 0 | 0 | 0 | 0 | 0 | 0 | 0 | 0 | 0 | 0 | 0 | 0 | 0 | 0 | 0 | 0
C2.2 | New AMR meters requested by existing customers (optants) | Opex | £m | 3 | 0 | 0 | 0 | 0 | 0 | 0 | 0 | 0 | 0 | 0 | 0 | 0 | 0 | 0 | 0 | 0 | 0 | 0 | 0 | 0 | 0
C2.3 | New AMI meters requested by existing customers (optants) | Opex | £m | 3 | 0 | 0 | 0 | 0 | 0 | 0 | 0 | 0 | 0 | 0 | 0 | 0 | 0 | 0 | 0 | 0 | 0 | 0 | 0 | 0 | 0
C3 | New meters requested by existing customers (optants) | Totex | £m | 3 | 0 | 0 | 0 | 0 | 0 | 0 | 0 | 0 | 0 | 0 | 0 | 0 | 0 | 0 | 0 | 0 | 0 | 0 | 0 | 0 | 0
C4 | New meters introduced by companies for existing customers | Capex | £m | 3 | 0 | 0 | 0 | 0 | 0 | 0 | 13.0098 | 3.9351 | 3.186 | 4.2161 | 4.8979 | 14.6225 | 1.7915 | 1.9627 | 1.7528 | 1.8505 | 1.7371 | 1.7488 | 1.8417 | 1.669 | 0
C4.1 | New basic meters introduced by companies for existing customers | Capex | £m | 3 | 0 | 0 | 0 | 0 | 0 | 0 | 0 | 0 | 0 | 0 | 0 | 0 | 0 | 0 | 0 | 0 | 0 | 0 | 0 | 0 | 0
C4.2 | New AMR meters introduced by companies for existing customers | Capex | £m | 3 | 0 | 0 | 0 | 0 | 0 | 0 | 0 | 0 | 0 | 0 | 0 | 0 | 0 | 0 | 0 | 0 | 0 | 0 | 0 | 0 | 0
C4.3 | New AMI meters introduced by companies for existing customers | Capex | £m | 3 | 0 | 0 | 0 | 0 | 0 | 0 | 13.0098 | 3.9351 | 3.186 | 4.2161 | 4.8979 | 14.6225 | 1.7915 | 1.9627 | 1.7528 | 1.8505 | 1.7371 | 1.7488 | 1.8417 | 1.669 | 0
C5 | New meters introduced by companies for existing customers | Opex | £m | 3 | 0 | 0 | 0 | 0 | 0 | 0 | 1.5763 | 1.6089 | 1.5747 | 1.5747 | 1.5747 | 7.8718 | 9.4166 | 9.1495 | 9.1495 | 9.1495 | 9.1495 | 9.1495 | 9.1495 | 9.1495 | 0
C5.1 | New basic meters introduced by companies for existing customers | Opex | £m | 3 | 0 | 0 | 0 | 0 | 0 | 0 | 0 | 0 | 0 | 0 | 0 | 0 | 0 | 0 | 0 | 0 | 0 | 0 | 0 | 0 | 0
C5.2 | New AMR meters introduced by companies for existing customers | Opex | £m | 3 | 0 | 0 | 0 | 0 | 0 | 0 | 0 | 0 | 0 | 0 | 0 | 0 | 0 | 0 | 0 | 0 | 0 | 0 | 0 | 0 | 0
C5.3 | New AMI meters introduced by companies for existing customers | Opex | £m | 3 | 0 | 0 | 0 | 0 | 0 | 0 | 1.5763 | 1.6089 | 1.5747 | 1.5747 | 1.5747 | 7.8718 | 9.4166 | 9.1495 | 9.1495 | 9.1495 | 9.1495 | 9.1495 | 9.1495 | 9.1495 | 0
C6 | New meters introduced by companies for existing customers | Totex | £m | 3 | 0 | 0 | 0 | 0 | 0 | 0 | 14.5861 | 5.544 | 4.7607 | 5.7908 | 6.4727 | 22.4943 | 11.2081 | 11.1123 | 10.9024 | 11 | 10.8866 | 10.8983 | 10.9913 | 10.8185 | 0
C7 | New meters for existing customers - business | Capex | £m | 3 | 0 | 0 | 0 | 0 | 0 | 0 | 0 | 0 | 0 | 0 | 0 | 0 | 0 | 0 | 0 | 0 | 0 | 0 | 0 | 0 | 0
C7.1 | New basic meters for existing customers - business | Capex | £m | 3 | 0 | 0 | 0 | 0 | 0 | 0 | 0 | 0 | 0 | 0 | 0 | 0 | 0 | 0 | 0 | 0 | 0 | 0 | 0 | 0 | 0
C7.2 | New AMR meters for existing customers - business | Capex | £m | 3 | 0 | 0 | 0 | 0 | 0 | 0 | 0 | 0 | 0 | 0 | 0 | 0 | 0 | 0 | 0 | 0 | 0 | 0 | 0 | 0 | 0
C7.3 | New AMI meters for existing customers - business | Capex | £m | 3 | 0 | 0 | 0 | 0 | 0 | 0 | 0 | 0 | 0 | 0 | 0 | 0 | 0 | 0 | 0 | 0 | 0 | 0 | 0 | 0 | 0
C8 | New meters for existing customers - business | Opex | £m | 3 | 0 | 0 | 0 | 0 | 0 | 0 | 0 | 0 | 0 | 0 | 0 | 0 | 0 | 0 | 0 | 0 | 0 | 0 | 0 | 0 | 0
C8.1 | New basic meters for existing customers - business | Opex | £m | 3 | 0 | 0 | 0 | 0 | 0 | 0 | 0 | 0 | 0 | 0 | 0 | 0 | 0 | 0 | 0 | 0 | 0 | 0 | 0 | 0 | 0
C8.2 | New AMR meters for existing customers - business | Opex | £m | 3 | 0 | 0 | 0 | 0 | 0 | 0 | 0 | 0 | 0 | 0 | 0 | 0 | 0 | 0 | 0 | 0 | 0 | 0 | 0 | 0 | 0
C8.3 | New AMI meters for existing customers - business | Opex | £m | 3 | 0 | 0 | 0 | 0 | 0 | 0 | 0 | 0 | 0 | 0 | 0 | 0 | 0 | 0 | 0 | 0 | 0 | 0 | 0 | 0 | 0
C9 | New basic meters for existing customers - business | Totex | £m | 3 | 0 | 0 | 0 | 0 | 0 | 0 | 0 | 0 | 0 | 0 | 0 | 0 | 0 | 0 | 0 | 0 | 0 | 0 | 0 | 0 | 0
C10 | Replacement of existing basic meters with AMR meters | Capex | £m | 3 | 0 | 0 | 0 | 0 | 0 | 0 | 0 | 0 | 0 | 0 | 0 | 0 | 0 | 0 | 0 | 0 | 0 | 0 | 0 | 0 | 0
C11 | Replacement of existing basic meters with AMI meters | Capex | £m | 3 | 0 | 0 | 0 | 0 | 0 | 0 | 0.90905 | 4.9234 | 8.3971 | 11.5051 | 13.5635 | 34.9991 | 5.5599 | 22.0561 | 1.6369 | 19.8547 | 8.7139 | 10.0726 | 18.8975 | 2.2476 | 0
C12 | Smart metering infrastructure | Capex | £m | 3 | 0 | 0 | 0 | 0 | 0 | 0 | 0.0032933 | 0.071118 | 0.23147 | 0.4665 | 0.77277 | 7.4798 | 0 | 0 | 0 | 0 | 0 | 0 | 0 | 0 | 0
C13 | Replacement of existing basic meters with AMR meters | Opex | £m | 3 | 0 | 0 | 0 | 0 | 0 | 0 | 0 | 0 | 0 | 0 | 0 | 0 | 0 | 0 | 0 | 0 | 0 | 0 | 0 | 0 | 0
C14 | Replacement of existing basic meters with AMI meters | Opex | £m | 3 | 0 | 0 | 0 | 0 | 0 | 0 | 0 | 0 | 0 | 0 | 0 | 0 | 0 | 0 | 0 | 0 | 0 | 0 | 0 | 0 | 0
C15 | Smart metering infrastructure | Opex | £m | 3 | 0 | 0 | 0 | 0 | 0 | 0 | 0 | 0 | 0 | 0 | 0 | 0 | 8.7202 | 8.7202 | 8.7202 | 8.7202 | 8.7202 | 8.7202 | 8.7202 | 8.7202 | 0
C16 | Replacement of existing basic meters with AMR meters | Totex | £m | 3 | 0 | 0 | 0 | 0 | 0 | 0 | 0 | 0 | 0 | 0 | 0 | 0 | 0 | 0 | 0 | 0 | 0 | 0 | 0 | 0 | 0
C17 | Replacement of existing basic meters with AMI meters | Totex | £m | 3 | 0 | 0 | 0 | 0 | 0 | 0 | 0.90905 | 4.9234 | 8.3971 | 11.5051 | 13.5635 | 34.9991 | 5.5599 | 22.0561 | 1.6369 | 19.8547 | 8.7139 | 10.0726 | 18.8975 | 2.2476 | 0
C18 | Smart metering infrastructure | Totex | £m | 3 | 0 | 0 | 0 | 0 | 0 | 0 | 0.0032933 | 0.071118 | 0.23147 | 0.4665 | 0.77277 | 7.4798 | 8.7202 | 8.7202 | 8.7202 | 8.7202 | 8.7202 | 8.7202 | 8.7202 | 8.7202 | 0
C19 | Total metering expenditure | Totex | £m | 3 | 0 | 0 | 0 | 0 | 0 | 0 | 15.4984 | 10.5385 | 13.3893 | 17.7624 | 20.8089 | 64.9732 | 25.4882 | 41.8886 | 21.2595 | 39.5749 | 28.3207 | 29.6911 | 38.6091 | 21.7864 | 0
Table 8d: Summary of total enhancement for programme consistent with RAG reporting requirements |  |  |  |  | Annual totals 2019-20: Annual totals | Five year totals
Reference | Expenditure element | Expenditure type | Unit | Decimal places | 2019-20 | 2020-21 | 2021-22 | 2022-23 | 2023-24 | 2024-25 | 2025-26 | 2026-27 | 2027-28 | 2028-29 | 2029-30 | 2030-31 to 2034-35 | 2035-36 to 2039-40 | 2040-41 to 2044-45 | 2045-46 to 2049-50 | 2050-51 to 2054-55 | 2055-56 to 2059-60 | 2060-61 to 2064-65 | 2065-66 to 2069-70 | 2070-71 to 2074-75 | 2075-76 to 2079-80
D1 | Total enhancement expenditure | Capex | £m | 3 | 0 | 0 | 0 | 0 | 0 | 0 | 14.3077 | 9.5482 | 12.6896 | 17.2417 | 20.4622 | 67.9001 | 32.8759 | 24.1488 | 3.3897 | 21.9872 | 16.5025 | 11.9513 | 20.7393 | 4.1986
D2 | Total enhancement expenditure | Opex | £m | 3 | 0 | 0 | 0 | 0 | 0 | 0 | 1.5763 | 1.6089 | 1.5747 | 1.5747 | 1.5747 | 7.9048 | 18.2194 | 17.9523 | 17.9523 | 17.9523 | 17.9523 | 17.9523 | 17.9523 | 17.9523
D3 | Total enhancement expenditure | Totex | £m | 3 | 0 | 0 | 0 | 0 | 0 | 0 | 15.884 | 11.1571 | 14.2643 | 18.8164 | 22.037 | 75.805 | 51.0953 | 42.1012 | 21.342 | 39.9395 | 34.4548 | 29.9037 | 38.6916 | 22.1509
Table 8e: Summary of supply demand benefits for programme consistent with RAG reporting requirements |  |  |  |  | Annual totals 2019-20: Annual totals | Five year totals
Reference | Benefit element | Expenditure type | Unit | Decimal places | 2019-20 | 2020-21 | 2021-22 | 2022-23 | 2023-24 | 2024-25 | 2025-26 | 2026-27 | 2027-28 | 2028-29 | 2029-30 | 2030-31 to 2034-35 | 2035-36 to 2039-40 | 2040-41 to 2044-45 | 2045-46 to 2049-50 | 2050-51 to 2054-55 | 2055-56 to 2059-60 | 2060-61 to 2064-65 | 2065-66 to 2069-70 | 2070-71 to 2074-75 | 2075-76 to 2079-80
E1 | Supply-side improvements | Benefit | Ml/d | 2 | 0 | 0 | 0 | 0 | 0 | 0 | 0 | 0 | 0 | 0 | 0 | 0 | 45 | 0 | 0 | 0 | 50 | 0 | 0 | 0 | 0
E2 | Demand-side improvements (excluding leakage and metering) | Benefit | Ml/d | 2 | 0 | 0 | 0 | 0 | 0 | 0 | 0.8154 | 0.8752 | 1.2262 | 1.5014 | 1.7681 | 9.6961 | 9.5496 | 6.1651 | 4.474 | 0.4053 | 0.311 | 0.3109 | 0.3129 | 0.321 | 0
E3 | Leakage improvements | Benefit | Ml/d | 2 | 0 | 0 | 0 | 0 | 0 | 0 | 1.9954 | -0.3917 | 0.3573 | 1.0386 | 0.746 | 2.5628 | 1.7164 | 0.393 | 0.393 | 0.368 | 0.34 | 0.37 | 0.35 | 0.35 | 0
E4 | Internal interconnectors* | Benefit | Ml/d | 2 | 0 | 0 | 0 | 0 | 0 | 0 | 0 | 0 | 0 | 0 | 0 | 4.1 | 0 | 0 | 0 | 0 | 0 | 0 | 0 | 0 | 0
E5 | Metering improvements | Benefit | Ml/d | 2 | 0 | 0 | 0 | 0 | 0 | 0 | 0.4053 | 1.2735 | 1.9856 | 2.101 | 2.7309 | 8.6969 | 0 | 0 | 0 | 0 | 0 | 0 | 0 | 0 | 0
E5.1 | Benefits from new basic meter installations (household) | Benefit | Ml/d | 2 | 0 | 0 | 0 | 0 | 0 | 0 | 0 | 0 | 0 | 0 | 0 | 0 | 0 | 0 | 0 | 0 | 0 | 0 | 0 | 0 | 0
E5.2 | Benefits from new AMR meter installations (household) | Benefit | Ml/d | 2 | 0 | 0 | 0 | 0 | 0 | 0 | 0 | 0 | 0 | 0 | 0 | 0 | 0 | 0 | 0 | 0 | 0 | 0 | 0 | 0 | 0
E5.3 | Benefits from new AMI meter installations (household) | Benefit | Ml/d | 2 | 0 | 0 | 0 | 0 | 0 | 0 | 0.0313 | 0.1291 | 0.8047 | 1.3503 | 1.8792 | 5.9183 | 0 | 0 | 0 | 0 | 0 | 0 | 0 | 0 | 0
E5.4 | Benefits from replacing (or upgrading) existing basic meters with AMR meters (household) | Benefit | Ml/d | 2 | 0 | 0 | 0 | 0 | 0 | 0 | 0 | 0 | 0 | 0 | 0 | 0 | 0 | 0 | 0 | 0 | 0 | 0 | 0 | 0 | 0
E5.5 | Benefits from replacing (or upgrading) existing basic or AMR meters with AMI meters (household) | Benefit | Ml/d | 2 | 0 | 0 | 0 | 0 | 0 | 0 | 0 | 0.0223 | 0.1684 | 0.2864 | 0.4006 | 2.5255 | 0 | 0 | 0 | 0 | 0 | 0 | 0 | 0 | 0
E5.6 | Benefits from replacing (or upgrading) existing basic meters with AMR meters (non-household) | Benefit | Ml/d | 2 | 0 | 0 | 0 | 0 | 0 | 0 | 0 | 0 | 0 | 0 | 0 | 0 | 0 | 0 | 0 | 0 | 0 | 0 | 0 | 0 | 0
E5.7 | Benefits from replacing (or upgrading) existing basic or AMR meters with AMI meters (non-household) | Benefit | Ml/d | 2 | 0 | 0 | 0 | 0 | 0 | 0 | 0.374 | 1.1221 | 1.0125 | 0.4643 | 0.4511 | 0.2531 | 0 | 0 | 0 | 0 | 0 | 0 | 0 | 0 | 0
Table 8f: Summary of totex leakage expenditure for programme consistent with RAG reporting requirements |  |  |  |  | Annual totals 2019-20: Annual totals | Five year totals
Reference | Expenditure element | Expenditure type | Unit | Decimal places | 2019-20 | 2020-21 | 2021-22 | 2022-23 | 2023-24 | 2024-25 | 2025-26 | 2026-27 | 2027-28 | 2028-29 | 2029-30 | 2030-31 to 2034-35 | 2035-36 to 2039-40 | 2040-41 to 2044-45 | 2045-46 to 2049-50 | 2050-51 to 2054-55 | 2055-56 to 2059-60 | 2060-61 to 2064-65 | 2065-66 to 2069-70 | 2070-71 to 2074-75 | 2075-76 to 2079-80
F27 | Total leakage activity - Maintaining leakage | Totex | £m | 3 | bar: Annual totals 2019-20 to Annual totals 2024-25
F28 | Total leakage activity - Reducing leakage | Totex | £m | 3 | 0 | 0 | 0 | 0 | 0 | 0 | 0.38557 | 0.61859 | 0.87505 | 1.054 | 1.2281 | 3.7181 | 0 | 0 | 0 | 0 | 0 | 0 | 0 | 0
Water Company | Portsmouth Water | Version | jet-20240206-190500-st-hybrid-dy-w1-tree16.05-options-v67-gov-led-hybridcp2-ppp5-pwh15-har2-twd14-no-force-kni-no-force-less-2075-fix-bvp¦Situation 9 |  | Annual totals 2019-20: Back to title page
Planning Scenario | Alternative Plan 3 | NPV cost associated with plan (£m) | 272.3145
Table 8a: Summary Base Totex expenditure for programme consistent with RAG reporting requirements |  |  |  |  | Annual totals 2019-20: Annual totals | Five year totals
Reference | Expenditure element | Expenditure type | Unit | Decimal places | 2019-20 | 2020-21 | 2021-22 | 2022-23 | 2023-24 | 2024-25 | 2025-26 | 2026-27 | 2027-28 | 2028-29 | 2029-30 | 2030-31 to 2034-35 | 2035-36 to 2039-40 | 2040-41 to 2044-45 | 2045-46 to 2049-50 | 2050-51 to 2054-55 | 2055-56 to 2059-60 | 2060-61 to 2064-65 | 2065-66 to 2069-70 | 2070-71 to 2074-75 | 2075-76 to 2079-80
A1 | Totex increases (base) | Totex | £m | 3 | 0 | 1.593 | 0 | 0 | 0 | 0 | 3.4044 | 4.5975 | 4.3238 | 3.501 | 3.5548 | 16.717 | 18.7056 | 17.7917 | 17.5369 | 18.1591 | 18.3175 | 17.6434 | 18.6691 | 18.6326 | 0
A2 | Totex savings (base) | Totex | £m | 3 | 0 | 0 | 0 | 0 | 0 | 0 | 0 | 0 | 0 | 0 | 0 | 0 | 0 | 0 | 0 | 0 | 0 | 0 | 0 | 0 | 0
A3 | Total totex variance (base) | Totex | £m | 3 | 0 | 1.593 | 0 | 0 | 0 | 0 | 3.4044 | 4.5975 | 4.3238 | 3.501 | 3.5548 | 16.717 | 18.7056 | 17.7917 | 17.5369 | 18.1591 | 18.3175 | 17.6434 | 18.6691 | 18.6326 | 0
Table 8b: Summary of supply-demand balance enhancement expenditure for programme consistent with RAG reporting requirements |  |  |  |  | Annual totals 2019-20: Annual totals | Five year totals
Reference | Expenditure element | Expenditure type | Unit | Decimal places | 2019-20 | 2020-21 | 2021-22 | 2022-23 | 2023-24 | 2024-25 | 2025-26 | 2026-27 | 2027-28 | 2028-29 | 2029-30 | 2030-31 to 2034-35 | 2035-36 to 2039-40 | 2040-41 to 2044-45 | 2045-46 to 2049-50 | 2050-51 to 2054-55 | 2055-56 to 2059-60 | 2060-61 to 2064-65 | 2065-66 to 2069-70 | 2070-71 to 2074-75 | 2075-76 to 2079-80
B1 | Supply-side improvements | Capex | £m | 3 | 0 | 0 | 0 | 0 | 0 | 0 | 0 | 0 | 0 | 0 | 0 | 0 | 0 | 0 | 0 | 0 | 0 | 0 | 0 | 0 | 0
B2 | Supply-side improvements | Opex | £m | 3 | 0 | 0 | 0 | 0 | 0 | 0 | 0 | 0 | 0 | 0 | 0 | 0 | 0 | 0 | 0 | 0 | 0 | 0 | 0 | 0 | 0
B3 | Supply-side improvements | Totex | £m | 3 | 0 | 0 | 0 | 0 | 0 | 0 | 0 | 0 | 0 | 0 | 0 | 0 | 0 | 0 | 0 | 0 | 0 | 0 | 0 | 0 | 0
B4 | Demand-side improvements (excl. leakage and metering) | Capex | £m | 3 | 0 | 0 | 0 | 0 | 0 | 0 | 0 | 0 | 0 | 0 | 0 | 0 | 0 | 0 | 0 | 0 | 0 | 0 | 0 | 0 | 0
B5 | Demand-side improvements (excl. leakage and metering) | Opex | £m | 3 | 0 | 0 | 0 | 0 | 0 | 0 | 0 | 0 | 0 | 0 | 0 | 0 | 0 | 0 | 0 | 0 | 0 | 0 | 0 | 0 | 0
B6 | Demand-side improvements (excl. leakage and metering) | Totex | £m | 3 | 0 | 0 | 0 | 0 | 0 | 0 | 0 | 0 | 0 | 0 | 0 | 0 | 0 | 0 | 0 | 0 | 0 | 0 | 0 | 0 | 0
B7 | Leakage improvements | Capex | £m | 3 | 0 | 0 | 0 | 0 | 0 | 0 | 0.38557 | 0.61859 | 0.87505 | 1.054 | 1.2281 | 3.7181 | 0 | 0 | 0 | 0 | 0 | 0 | 0 | 0 | 0
B8 | Leakage improvements | Opex | £m | 3 | 0 | 0 | 0 | 0 | 0 | 0 | 0 | 0 | 0 | 0 | 0 | 0 | 0 | 0 | 0 | 0 | 0 | 0 | 0 | 0 | 0
B9 | Leakage improvements | Totex | £m | 3 | 0 | 0 | 0 | 0 | 0 | 0 | 0.38557 | 0.61859 | 0.87505 | 1.054 | 1.2281 | 3.7181 | 0 | 0 | 0 | 0 | 0 | 0 | 0 | 0 | 0
B10 | Internal interconnectors | Capex | £m | 3 | 0 | 0 | 0 | 0 | 0 | 0 | 0 | 0 | 0 | 0 | 0 | 3.2151 | 10.0625 | 0.13001 | 0 | 0.282 | 0 | 2.0599 | 0 | 0.282 | 0
B11 | Internal interconnectors | Opex | £m | 3 | 0 | 0 | 0 | 0 | 0 | 0 | 0 | 0 | 0 | 0 | 0 | 0.033027 | 0.16592 | 0.75016 | 0.75 | 0.75 | 0.75 | 0.75 | 0.75 | 0.75 | 0
B12 | Internal interconnectors | Totex | £m | 3 | 0 | 0 | 0 | 0 | 0 | 0 | 0 | 0 | 0 | 0 | 0 | 3.2482 | 10.2284 | 0.88017 | 0.75 | 1.032 | 0.75 | 2.8099 | 0.75 | 1.032 | 0
B13 | Strategic regional water resources | Capex | £m | 3 | 0 | 0 | 0 | 0 | 0 | 0 | 0 | 0 | 0 | 0 | 0 | 0 | 0 | 0 | 0 | 0 | 0 | 0 | 0 | 0 | 0
B14 | Strategic regional water resources | Opex | £m | 3 | 0 | 0 | 0 | 0 | 0 | 0 | 0 | 0 | 0 | 0 | 0 | 0 | 0 | 0 | 0 | 0 | 0 | 0 | 0 | 0 | 0
B15 | Strategic regional water resources | Totex | £m | 3 | 0 | 0 | 0 | 0 | 0 | 0 | 0 | 0 | 0 | 0 | 0 | 0 | 0 | 0 | 0 | 0 | 0 | 0 | 0 | 0 | 0
B16 | Total supply demand expenditure | Totex | £m | 3 | 0 | 0 | 0 | 0 | 0 | 0 | 0.38557 | 0.61859 | 0.87505 | 1.054 | 1.2281 | 6.9662 | 10.2284 | 0.88017 | 0.75 | 1.032 | 0.75 | 2.8099 | 0.75 | 1.032 | 0
Table 8c: Summary of metering enhancement expenditure for programme consistent with RAG reporting requirements |  |  |  |  | Annual totals 2019-20: Annual totals | Five year totals
Reference | Expenditure element | Expenditure type | Unit | Decimal places | 2019-20 | 2020-21 | 2021-22 | 2022-23 | 2023-24 | 2024-25 | 2025-26 | 2026-27 | 2027-28 | 2028-29 | 2029-30 | 2030-31 to 2034-35 | 2035-36 to 2039-40 | 2040-41 to 2044-45 | 2045-46 to 2049-50 | 2050-51 to 2054-55 | 2055-56 to 2059-60 | 2060-61 to 2064-65 | 2065-66 to 2069-70 | 2070-71 to 2074-75 | 2075-76 to 2079-80
C1 | New meters requested by existing customers (optants) | Capex | £m | 3 | 0 | 0 | 0 | 0 | 0 | 0 | 0 | 0 | 0 | 0 | 0 | 0 | 0 | 0 | 0 | 0 | 0 | 0 | 0 | 0 | 0
C1.1 | New basic meters requested by existing customers (optants) | Capex | £m | 3 | 0 | 0 | 0 | 0 | 0 | 0 | 0 | 0 | 0 | 0 | 0 | 0 | 0 | 0 | 0 | 0 | 0 | 0 | 0 | 0 | 0
C1.2 | New AMR meters requested by existing customers (optants) | Capex | £m | 3 | 0 | 0 | 0 | 0 | 0 | 0 | 0 | 0 | 0 | 0 | 0 | 0 | 0 | 0 | 0 | 0 | 0 | 0 | 0 | 0 | 0
C1.3 | New AMI meters requested by existing customers (optants) | Capex | £m | 3 | 0 | 0 | 0 | 0 | 0 | 0 | 0 | 0 | 0 | 0 | 0 | 0 | 0 | 0 | 0 | 0 | 0 | 0 | 0 | 0 | 0
C2 | New meters requested by existing customers (optants) | Opex | £m | 3 | 0 | 0 | 0 | 0 | 0 | 0 | 0 | 0 | 0 | 0 | 0 | 0 | 0 | 0 | 0 | 0 | 0 | 0 | 0 | 0 | 0
C2.1 | New basic meters requested by existing customers (optants) | Opex | £m | 3 | 0 | 0 | 0 | 0 | 0 | 0 | 0 | 0 | 0 | 0 | 0 | 0 | 0 | 0 | 0 | 0 | 0 | 0 | 0 | 0 | 0
C2.2 | New AMR meters requested by existing customers (optants) | Opex | £m | 3 | 0 | 0 | 0 | 0 | 0 | 0 | 0 | 0 | 0 | 0 | 0 | 0 | 0 | 0 | 0 | 0 | 0 | 0 | 0 | 0 | 0
C2.3 | New AMI meters requested by existing customers (optants) | Opex | £m | 3 | 0 | 0 | 0 | 0 | 0 | 0 | 0 | 0 | 0 | 0 | 0 | 0 | 0 | 0 | 0 | 0 | 0 | 0 | 0 | 0 | 0
C3 | New meters requested by existing customers (optants) | Totex | £m | 3 | 0 | 0 | 0 | 0 | 0 | 0 | 0 | 0 | 0 | 0 | 0 | 0 | 0 | 0 | 0 | 0 | 0 | 0 | 0 | 0 | 0
C4 | New meters introduced by companies for existing customers | Capex | £m | 3 | 0 | 0 | 0 | 0 | 0 | 0 | 13.0098 | 3.9351 | 3.186 | 4.2161 | 4.8979 | 14.6225 | 1.7915 | 1.9627 | 1.7528 | 1.8505 | 1.7371 | 1.7488 | 1.8417 | 1.669 | 0
C4.1 | New basic meters introduced by companies for existing customers | Capex | £m | 3 | 0 | 0 | 0 | 0 | 0 | 0 | 0 | 0 | 0 | 0 | 0 | 0 | 0 | 0 | 0 | 0 | 0 | 0 | 0 | 0 | 0
C4.2 | New AMR meters introduced by companies for existing customers | Capex | £m | 3 | 0 | 0 | 0 | 0 | 0 | 0 | 0 | 0 | 0 | 0 | 0 | 0 | 0 | 0 | 0 | 0 | 0 | 0 | 0 | 0 | 0
C4.3 | New AMI meters introduced by companies for existing customers | Capex | £m | 3 | 0 | 0 | 0 | 0 | 0 | 0 | 13.0098 | 3.9351 | 3.186 | 4.2161 | 4.8979 | 14.6225 | 1.7915 | 1.9627 | 1.7528 | 1.8505 | 1.7371 | 1.7488 | 1.8417 | 1.669 | 0
C5 | New meters introduced by companies for existing customers | Opex | £m | 3 | 0 | 0 | 0 | 0 | 0 | 0 | 1.5763 | 1.6089 | 1.5747 | 1.5747 | 1.5747 | 7.8718 | 9.4166 | 9.1495 | 9.1495 | 9.1495 | 9.1495 | 9.1495 | 9.1495 | 9.1495 | 0
C5.1 | New basic meters introduced by companies for existing customers | Opex | £m | 3 | 0 | 0 | 0 | 0 | 0 | 0 | 0 | 0 | 0 | 0 | 0 | 0 | 0 | 0 | 0 | 0 | 0 | 0 | 0 | 0 | 0
C5.2 | New AMR meters introduced by companies for existing customers | Opex | £m | 3 | 0 | 0 | 0 | 0 | 0 | 0 | 0 | 0 | 0 | 0 | 0 | 0 | 0 | 0 | 0 | 0 | 0 | 0 | 0 | 0 | 0
C5.3 | New AMI meters introduced by companies for existing customers | Opex | £m | 3 | 0 | 0 | 0 | 0 | 0 | 0 | 1.5763 | 1.6089 | 1.5747 | 1.5747 | 1.5747 | 7.8718 | 9.4166 | 9.1495 | 9.1495 | 9.1495 | 9.1495 | 9.1495 | 9.1495 | 9.1495 | 0
C6 | New meters introduced by companies for existing customers | Totex | £m | 3 | 0 | 0 | 0 | 0 | 0 | 0 | 14.5861 | 5.544 | 4.7607 | 5.7908 | 6.4727 | 22.4943 | 11.2081 | 11.1123 | 10.9024 | 11 | 10.8866 | 10.8983 | 10.9913 | 10.8185 | 0
C7 | New meters for existing customers - business | Capex | £m | 3 | 0 | 0 | 0 | 0 | 0 | 0 | 0 | 0 | 0 | 0 | 0 | 0 | 0 | 0 | 0 | 0 | 0 | 0 | 0 | 0 | 0
C7.1 | New basic meters for existing customers - business | Capex | £m | 3 | 0 | 0 | 0 | 0 | 0 | 0 | 0 | 0 | 0 | 0 | 0 | 0 | 0 | 0 | 0 | 0 | 0 | 0 | 0 | 0 | 0
C7.2 | New AMR meters for existing customers - business | Capex | £m | 3 | 0 | 0 | 0 | 0 | 0 | 0 | 0 | 0 | 0 | 0 | 0 | 0 | 0 | 0 | 0 | 0 | 0 | 0 | 0 | 0 | 0
C7.3 | New AMI meters for existing customers - business | Capex | £m | 3 | 0 | 0 | 0 | 0 | 0 | 0 | 0 | 0 | 0 | 0 | 0 | 0 | 0 | 0 | 0 | 0 | 0 | 0 | 0 | 0 | 0
C8 | New meters for existing customers - business | Opex | £m | 3 | 0 | 0 | 0 | 0 | 0 | 0 | 0 | 0 | 0 | 0 | 0 | 0 | 0 | 0 | 0 | 0 | 0 | 0 | 0 | 0 | 0
C8.1 | New basic meters for existing customers - business | Opex | £m | 3 | 0 | 0 | 0 | 0 | 0 | 0 | 0 | 0 | 0 | 0 | 0 | 0 | 0 | 0 | 0 | 0 | 0 | 0 | 0 | 0 | 0
C8.2 | New AMR meters for existing customers - business | Opex | £m | 3 | 0 | 0 | 0 | 0 | 0 | 0 | 0 | 0 | 0 | 0 | 0 | 0 | 0 | 0 | 0 | 0 | 0 | 0 | 0 | 0 | 0
C8.3 | New AMI meters for existing customers - business | Opex | £m | 3 | 0 | 0 | 0 | 0 | 0 | 0 | 0 | 0 | 0 | 0 | 0 | 0 | 0 | 0 | 0 | 0 | 0 | 0 | 0 | 0 | 0
C9 | New basic meters for existing customers - business | Totex | £m | 3 | 0 | 0 | 0 | 0 | 0 | 0 | 0 | 0 | 0 | 0 | 0 | 0 | 0 | 0 | 0 | 0 | 0 | 0 | 0 | 0 | 0
C10 | Replacement of existing basic meters with AMR meters | Capex | £m | 3 | 0 | 0 | 0 | 0 | 0 | 0 | 0 | 0 | 0 | 0 | 0 | 0 | 0 | 0 | 0 | 0 | 0 | 0 | 0 | 0 | 0
C11 | Replacement of existing basic meters with AMI meters | Capex | £m | 3 | 0 | 0 | 0 | 0 | 0 | 0 | 0.90905 | 4.9234 | 8.3971 | 11.5051 | 13.5635 | 34.9991 | 5.5599 | 22.0561 | 1.6369 | 19.8547 | 8.7139 | 10.0726 | 18.8975 | 2.2476 | 0
C12 | Smart metering infrastructure | Capex | £m | 3 | 0 | 0 | 0 | 0 | 0 | 0 | 0.0032933 | 0.071118 | 0.23147 | 0.4665 | 0.77277 | 7.4798 | 0 | 0 | 0 | 0 | 0 | 0 | 0 | 0 | 0
C13 | Replacement of existing basic meters with AMR meters | Opex | £m | 3 | 0 | 0 | 0 | 0 | 0 | 0 | 0 | 0 | 0 | 0 | 0 | 0 | 0 | 0 | 0 | 0 | 0 | 0 | 0 | 0 | 0
C14 | Replacement of existing basic meters with AMI meters | Opex | £m | 3 | 0 | 0 | 0 | 0 | 0 | 0 | 0 | 0 | 0 | 0 | 0 | 0 | 0 | 0 | 0 | 0 | 0 | 0 | 0 | 0 | 0
C15 | Smart metering infrastructure | Opex | £m | 3 | 0 | 0 | 0 | 0 | 0 | 0 | 0 | 0 | 0 | 0 | 0 | 0 | 8.7202 | 8.7202 | 8.7202 | 8.7202 | 8.7202 | 8.7202 | 8.7202 | 8.7202 | 0
C16 | Replacement of existing basic meters with AMR meters | Totex | £m | 3 | 0 | 0 | 0 | 0 | 0 | 0 | 0 | 0 | 0 | 0 | 0 | 0 | 0 | 0 | 0 | 0 | 0 | 0 | 0 | 0 | 0
C17 | Replacement of existing basic meters with AMI meters | Totex | £m | 3 | 0 | 0 | 0 | 0 | 0 | 0 | 0.90905 | 4.9234 | 8.3971 | 11.5051 | 13.5635 | 34.9991 | 5.5599 | 22.0561 | 1.6369 | 19.8547 | 8.7139 | 10.0726 | 18.8975 | 2.2476 | 0
C18 | Smart metering infrastructure | Totex | £m | 3 | 0 | 0 | 0 | 0 | 0 | 0 | 0.0032933 | 0.071118 | 0.23147 | 0.4665 | 0.77277 | 7.4798 | 8.7202 | 8.7202 | 8.7202 | 8.7202 | 8.7202 | 8.7202 | 8.7202 | 8.7202 | 0
C19 | Total metering expenditure | Totex | £m | 3 | 0 | 0 | 0 | 0 | 0 | 0 | 15.4984 | 10.5385 | 13.3893 | 17.7624 | 20.8089 | 64.9732 | 25.4882 | 41.8886 | 21.2595 | 39.5749 | 28.3207 | 29.6911 | 38.6091 | 21.7864 | 0
Table 8d: Summary of total enhancement for programme consistent with RAG reporting requirements |  |  |  |  | Annual totals 2019-20: Annual totals | Five year totals
Reference | Expenditure element | Expenditure type | Unit | Decimal places | 2019-20 | 2020-21 | 2021-22 | 2022-23 | 2023-24 | 2024-25 | 2025-26 | 2026-27 | 2027-28 | 2028-29 | 2029-30 | 2030-31 to 2034-35 | 2035-36 to 2039-40 | 2040-41 to 2044-45 | 2045-46 to 2049-50 | 2050-51 to 2054-55 | 2055-56 to 2059-60 | 2060-61 to 2064-65 | 2065-66 to 2069-70 | 2070-71 to 2074-75 | 2075-76 to 2079-80
D1 | Total enhancement expenditure | Capex | £m | 3 | 0 | 0 | 0 | 0 | 0 | 0 | 14.3077 | 9.5482 | 12.6896 | 17.2417 | 20.4622 | 64.0346 | 17.4139 | 24.1488 | 3.3897 | 21.9872 | 10.451 | 13.8812 | 20.7393 | 4.1986
D2 | Total enhancement expenditure | Opex | £m | 3 | 0 | 0 | 0 | 0 | 0 | 0 | 1.5763 | 1.6089 | 1.5747 | 1.5747 | 1.5747 | 7.9048 | 18.3027 | 18.6199 | 18.6198 | 18.6198 | 18.6198 | 18.6198 | 18.6198 | 18.6198
D3 | Total enhancement expenditure | Totex | £m | 3 | 0 | 0 | 0 | 0 | 0 | 0 | 15.884 | 11.1571 | 14.2643 | 18.8164 | 22.037 | 71.9394 | 35.7166 | 42.7687 | 22.0095 | 40.6069 | 29.0707 | 32.501 | 39.3591 | 22.8184
Table 8e: Summary of supply demand benefits for programme consistent with RAG reporting requirements |  |  |  |  | Annual totals 2019-20: Annual totals | Five year totals
Reference | Benefit element | Expenditure type | Unit | Decimal places | 2019-20 | 2020-21 | 2021-22 | 2022-23 | 2023-24 | 2024-25 | 2025-26 | 2026-27 | 2027-28 | 2028-29 | 2029-30 | 2030-31 to 2034-35 | 2035-36 to 2039-40 | 2040-41 to 2044-45 | 2045-46 to 2049-50 | 2050-51 to 2054-55 | 2055-56 to 2059-60 | 2060-61 to 2064-65 | 2065-66 to 2069-70 | 2070-71 to 2074-75 | 2075-76 to 2079-80
E1 | Supply-side improvements | Benefit | Ml/d | 2 | 0 | 0 | 0 | 0 | 0 | 0 | 0 | 0 | 0 | 0 | 0 | 0 | 0 | 0 | 0 | 0 | 0 | 0 | 0 | 0 | 0
E2 | Demand-side improvements (excluding leakage and metering) | Benefit | Ml/d | 2 | 0 | 0 | 0 | 0 | 0 | 0 | 0.8154 | 0.8752 | 1.2262 | 1.5014 | 1.7681 | 9.6961 | 9.5496 | 6.1651 | 4.474 | 0.4053 | 0.311 | 0.3109 | 0.3129 | 0.321 | 0
E3 | Leakage improvements | Benefit | Ml/d | 2 | 0 | 0 | 0 | 0 | 0 | 0 | 1.9954 | -0.3917 | 0.3573 | 1.0386 | 0.746 | 2.5628 | 1.7164 | 0.393 | 0.393 | 0.368 | 0.34 | 0.37 | 0.35 | 0.35 | 0
E4 | Internal interconnectors* | Benefit | Ml/d | 2 | 0 | 0 | 0 | 0 | 0 | 0 | 0 | 0 | 0 | 0 | 0 | 4.1 | 0 | 0 | 0 | 0 | 0 | 0 | 0 | 10 | 0
E5 | Metering improvements | Benefit | Ml/d | 2 | 0 | 0 | 0 | 0 | 0 | 0 | 0.4053 | 1.2735 | 1.9856 | 2.101 | 2.7309 | 8.6969 | 0 | 0 | 0 | 0 | 0 | 0 | 0 | 0 | 0
E5.1 | Benefits from new basic meter installations (household) | Benefit | Ml/d | 2 | 0 | 0 | 0 | 0 | 0 | 0 | 0 | 0 | 0 | 0 | 0 | 0 | 0 | 0 | 0 | 0 | 0 | 0 | 0 | 0 | 0
E5.2 | Benefits from new AMR meter installations (household) | Benefit | Ml/d | 2 | 0 | 0 | 0 | 0 | 0 | 0 | 0 | 0 | 0 | 0 | 0 | 0 | 0 | 0 | 0 | 0 | 0 | 0 | 0 | 0 | 0
E5.3 | Benefits from new AMI meter installations (household) | Benefit | Ml/d | 2 | 0 | 0 | 0 | 0 | 0 | 0 | 0.0313 | 0.1291 | 0.8047 | 1.3503 | 1.8792 | 5.9183 | 0 | 0 | 0 | 0 | 0 | 0 | 0 | 0 | 0
E5.4 | Benefits from replacing (or upgrading) existing basic meters with AMR meters (household) | Benefit | Ml/d | 2 | 0 | 0 | 0 | 0 | 0 | 0 | 0 | 0 | 0 | 0 | 0 | 0 | 0 | 0 | 0 | 0 | 0 | 0 | 0 | 0 | 0
E5.5 | Benefits from replacing (or upgrading) existing basic or AMR meters with AMI meters (household) | Benefit | Ml/d | 2 | 0 | 0 | 0 | 0 | 0 | 0 | 0 | 0.0223 | 0.1684 | 0.2864 | 0.4006 | 2.5255 | 0 | 0 | 0 | 0 | 0 | 0 | 0 | 0 | 0
E5.6 | Benefits from replacing (or upgrading) existing basic meters with AMR meters (non-household) | Benefit | Ml/d | 2 | 0 | 0 | 0 | 0 | 0 | 0 | 0 | 0 | 0 | 0 | 0 | 0 | 0 | 0 | 0 | 0 | 0 | 0 | 0 | 0 | 0
E5.7 | Benefits from replacing (or upgrading) existing basic or AMR meters with AMI meters (non-household) | Benefit | Ml/d | 2 | 0 | 0 | 0 | 0 | 0 | 0 | 0.374 | 1.1221 | 1.0125 | 0.4643 | 0.4511 | 0.2531 | 0 | 0 | 0 | 0 | 0 | 0 | 0 | 0 | 0
Table 8f: Summary of totex leakage expenditure for programme consistent with RAG reporting requirements |  |  |  |  | Annual totals 2019-20: Annual totals | Five year totals
Reference | Expenditure element | Expenditure type | Unit | Decimal places | 2019-20 | 2020-21 | 2021-22 | 2022-23 | 2023-24 | 2024-25 | 2025-26 | 2026-27 | 2027-28 | 2028-29 | 2029-30 | 2030-31 to 2034-35 | 2035-36 to 2039-40 | 2040-41 to 2044-45 | 2045-46 to 2049-50 | 2050-51 to 2054-55 | 2055-56 to 2059-60 | 2060-61 to 2064-65 | 2065-66 to 2069-70 | 2070-71 to 2074-75 | 2075-76 to 2079-80
F27 | Total leakage activity - Maintaining leakage | Totex | £m | 3 | bar: Annual totals 2019-20 to Annual totals 2024-25
F28 | Total leakage activity - Reducing leakage | Totex | £m | 3 | 0 | 0 | 0 | 0 | 0 | 0 | 0.38557 | 0.61859 | 0.87505 | 1.054 | 1.2281 | 3.7181 | 0 | 0 | 0 | 0 | 0 | 0 | 0 | 0
Water Company | Portsmouth Water | Version | jet-20240206-190500-st-hybrid-dy-w1-tree16.05-options-v67-gov-led-hybridcp2-ppp5-pwh15-har2-twd14-no-force-kni-no-force-less-2075-fix-bvp¦Situation 2 |  | Annual totals 2019-20: Back to title page
Planning Scenario | Alternative Plan 4 | NPV cost associated with plan (£m) | 284.059
Table 8a: Summary Base Totex expenditure for programme consistent with RAG reporting requirements |  |  |  |  | Annual totals 2019-20: Annual totals | Five year totals
Reference | Expenditure element | Expenditure type | Unit | Decimal places | 2019-20 | 2020-21 | 2021-22 | 2022-23 | 2023-24 | 2024-25 | 2025-26 | 2026-27 | 2027-28 | 2028-29 | 2029-30 | 2030-31 to 2034-35 | 2035-36 to 2039-40 | 2040-41 to 2044-45 | 2045-46 to 2049-50 | 2050-51 to 2054-55 | 2055-56 to 2059-60 | 2060-61 to 2064-65 | 2065-66 to 2069-70 | 2070-71 to 2074-75 | 2075-76 to 2079-80
A1 | Totex increases (base) | Totex | £m | 3 | 0 | 1.593 | 0 | 0 | 0 | 0 | 3.4044 | 4.5975 | 4.3238 | 3.501 | 3.5548 | 16.717 | 18.7057 | 17.7918 | 17.5369 | 18.1591 | 18.3175 | 17.6434 | 18.6691 | 18.6326 | 0
A2 | Totex savings (base) | Totex | £m | 3 | 0 | 0 | 0 | 0 | 0 | 0 | 0 | 0 | 0 | 0 | 0 | 0 | 0 | 0 | 0 | 0 | 0 | 0 | 0 | 0 | 0
A3 | Total totex variance (base) | Totex | £m | 3 | 0 | 1.593 | 0 | 0 | 0 | 0 | 3.4044 | 4.5975 | 4.3238 | 3.501 | 3.5548 | 16.717 | 18.7057 | 17.7918 | 17.5369 | 18.1591 | 18.3175 | 17.6434 | 18.6691 | 18.6326 | 0
Table 8b: Summary of supply-demand balance enhancement expenditure for programme consistent with RAG reporting requirements |  |  |  |  | Annual totals 2019-20: Annual totals | Five year totals
Reference | Expenditure element | Expenditure type | Unit | Decimal places | 2019-20 | 2020-21 | 2021-22 | 2022-23 | 2023-24 | 2024-25 | 2025-26 | 2026-27 | 2027-28 | 2028-29 | 2029-30 | 2030-31 to 2034-35 | 2035-36 to 2039-40 | 2040-41 to 2044-45 | 2045-46 to 2049-50 | 2050-51 to 2054-55 | 2055-56 to 2059-60 | 2060-61 to 2064-65 | 2065-66 to 2069-70 | 2070-71 to 2074-75 | 2075-76 to 2079-80
B1 | Supply-side improvements | Capex | £m | 3 | 0 | 0 | 0 | 0 | 0 | 0 | 0 | 0 | 0 | 0 | 0 | 6.3811 | 25.5245 | 0 | 0 | 0 | 6.0515 | 0 | 0 | 0 | 0
B2 | Supply-side improvements | Opex | £m | 3 | 0 | 0 | 0 | 0 | 0 | 0 | 0 | 0 | 0 | 0 | 0 | 0 | 0.072211 | 0.47512 | 0.59376 | 0.57877 | 0.52243 | 0.50814 | 0.59296 | 0.71842 | 0
B3 | Supply-side improvements | Totex | £m | 3 | 0 | 0 | 0 | 0 | 0 | 0 | 0 | 0 | 0 | 0 | 0 | 6.3811 | 25.5967 | 0.47512 | 0.59376 | 0.57877 | 6.5739 | 0.50814 | 0.59296 | 0.71842 | 0
B4 | Demand-side improvements (excl. leakage and metering) | Capex | £m | 3 | 0 | 0 | 0 | 0 | 0 | 0 | 0 | 0 | 0 | 0 | 0 | 0 | 0 | 0 | 0 | 0 | 0 | 0 | 0 | 0 | 0
B5 | Demand-side improvements (excl. leakage and metering) | Opex | £m | 3 | 0 | 0 | 0 | 0 | 0 | 0 | 0 | 0 | 0 | 0 | 0 | 0 | 0 | 0 | 0 | 0 | 0 | 0 | 0 | 0 | 0
B6 | Demand-side improvements (excl. leakage and metering) | Totex | £m | 3 | 0 | 0 | 0 | 0 | 0 | 0 | 0 | 0 | 0 | 0 | 0 | 0 | 0 | 0 | 0 | 0 | 0 | 0 | 0 | 0 | 0
B7 | Leakage improvements | Capex | £m | 3 | 0 | 0 | 0 | 0 | 0 | 0 | 0.38557 | 0.61859 | 0.87505 | 1.054 | 1.2281 | 3.7181 | 0 | 0 | 0 | 0 | 0 | 0 | 0 | 0 | 0
B8 | Leakage improvements | Opex | £m | 3 | 0 | 0 | 0 | 0 | 0 | 0 | 0 | 0 | 0 | 0 | 0 | 0 | 0 | 0 | 0 | 0 | 0 | 0 | 0 | 0 | 0
B9 | Leakage improvements | Totex | £m | 3 | 0 | 0 | 0 | 0 | 0 | 0 | 0.38557 | 0.61859 | 0.87505 | 1.054 | 1.2281 | 3.7181 | 0 | 0 | 0 | 0 | 0 | 0 | 0 | 0 | 0
B10 | Internal interconnectors | Capex | £m | 3 | 0 | 0 | 0 | 0 | 0 | 0 | 0 | 0 | 0 | 0 | 0 | 0.69953 | 0 | 0.13001 | 0 | 0.282 | 0 | 0.13001 | 0 | 0.282 | 0
B11 | Internal interconnectors | Opex | £m | 3 | 0 | 0 | 0 | 0 | 0 | 0 | 0 | 0 | 0 | 0 | 0 | 0.033027 | 0.082567 | 0.082567 | 0.082567 | 0.082567 | 0.082567 | 0.082567 | 0.082567 | 0.082567 | 0
B12 | Internal interconnectors | Totex | £m | 3 | 0 | 0 | 0 | 0 | 0 | 0 | 0 | 0 | 0 | 0 | 0 | 0.73255 | 0.082567 | 0.21257 | 0.082567 | 0.36456 | 0.082567 | 0.21257 | 0.082567 | 0.36456 | 0
B13 | Strategic regional water resources | Capex | £m | 3 | 0 | 0 | 0 | 0 | 0 | 0 | 0 | 0 | 0 | 0 | 0 | 0 | 0 | 0 | 0 | 0 | 0 | 0 | 0 | 0 | 0
B14 | Strategic regional water resources | Opex | £m | 3 | 0 | 0 | 0 | 0 | 0 | 0 | 0 | 0 | 0 | 0 | 0 | 0 | 0 | 0 | 0 | 0 | 0 | 0 | 0 | 0 | 0
B15 | Strategic regional water resources | Totex | £m | 3 | 0 | 0 | 0 | 0 | 0 | 0 | 0 | 0 | 0 | 0 | 0 | 0 | 0 | 0 | 0 | 0 | 0 | 0 | 0 | 0 | 0
B16 | Total supply demand expenditure | Totex | £m | 3 | 0 | 0 | 0 | 0 | 0 | 0 | 0.38557 | 0.61859 | 0.87505 | 1.054 | 1.2281 | 10.8318 | 25.6793 | 0.6877 | 0.67632 | 0.94334 | 6.6565 | 0.72071 | 0.67552 | 1.083 | 0
Table 8c: Summary of metering enhancement expenditure for programme consistent with RAG reporting requirements |  |  |  |  | Annual totals 2019-20: Annual totals | Five year totals
Reference | Expenditure element | Expenditure type | Unit | Decimal places | 2019-20 | 2020-21 | 2021-22 | 2022-23 | 2023-24 | 2024-25 | 2025-26 | 2026-27 | 2027-28 | 2028-29 | 2029-30 | 2030-31 to 2034-35 | 2035-36 to 2039-40 | 2040-41 to 2044-45 | 2045-46 to 2049-50 | 2050-51 to 2054-55 | 2055-56 to 2059-60 | 2060-61 to 2064-65 | 2065-66 to 2069-70 | 2070-71 to 2074-75 | 2075-76 to 2079-80
C1 | New meters requested by existing customers (optants) | Capex | £m | 3 | 0 | 0 | 0 | 0 | 0 | 0 | 0 | 0 | 0 | 0 | 0 | 0 | 0 | 0 | 0 | 0 | 0 | 0 | 0 | 0 | 0
C1.1 | New basic meters requested by existing customers (optants) | Capex | £m | 3 | 0 | 0 | 0 | 0 | 0 | 0 | 0 | 0 | 0 | 0 | 0 | 0 | 0 | 0 | 0 | 0 | 0 | 0 | 0 | 0 | 0
C1.2 | New AMR meters requested by existing customers (optants) | Capex | £m | 3 | 0 | 0 | 0 | 0 | 0 | 0 | 0 | 0 | 0 | 0 | 0 | 0 | 0 | 0 | 0 | 0 | 0 | 0 | 0 | 0 | 0
C1.3 | New AMI meters requested by existing customers (optants) | Capex | £m | 3 | 0 | 0 | 0 | 0 | 0 | 0 | 0 | 0 | 0 | 0 | 0 | 0 | 0 | 0 | 0 | 0 | 0 | 0 | 0 | 0 | 0
C2 | New meters requested by existing customers (optants) | Opex | £m | 3 | 0 | 0 | 0 | 0 | 0 | 0 | 0 | 0 | 0 | 0 | 0 | 0 | 0 | 0 | 0 | 0 | 0 | 0 | 0 | 0 | 0
C2.1 | New basic meters requested by existing customers (optants) | Opex | £m | 3 | 0 | 0 | 0 | 0 | 0 | 0 | 0 | 0 | 0 | 0 | 0 | 0 | 0 | 0 | 0 | 0 | 0 | 0 | 0 | 0 | 0
C2.2 | New AMR meters requested by existing customers (optants) | Opex | £m | 3 | 0 | 0 | 0 | 0 | 0 | 0 | 0 | 0 | 0 | 0 | 0 | 0 | 0 | 0 | 0 | 0 | 0 | 0 | 0 | 0 | 0
C2.3 | New AMI meters requested by existing customers (optants) | Opex | £m | 3 | 0 | 0 | 0 | 0 | 0 | 0 | 0 | 0 | 0 | 0 | 0 | 0 | 0 | 0 | 0 | 0 | 0 | 0 | 0 | 0 | 0
C3 | New meters requested by existing customers (optants) | Totex | £m | 3 | 0 | 0 | 0 | 0 | 0 | 0 | 0 | 0 | 0 | 0 | 0 | 0 | 0 | 0 | 0 | 0 | 0 | 0 | 0 | 0 | 0
C4 | New meters introduced by companies for existing customers | Capex | £m | 3 | 0 | 0 | 0 | 0 | 0 | 0 | 13.0098 | 3.9351 | 3.186 | 4.2161 | 4.8979 | 14.6225 | 1.7915 | 1.9627 | 1.7528 | 1.8505 | 1.7371 | 1.7488 | 1.8417 | 1.669 | 0
C4.1 | New basic meters introduced by companies for existing customers | Capex | £m | 3 | 0 | 0 | 0 | 0 | 0 | 0 | 0 | 0 | 0 | 0 | 0 | 0 | 0 | 0 | 0 | 0 | 0 | 0 | 0 | 0 | 0
C4.2 | New AMR meters introduced by companies for existing customers | Capex | £m | 3 | 0 | 0 | 0 | 0 | 0 | 0 | 0 | 0 | 0 | 0 | 0 | 0 | 0 | 0 | 0 | 0 | 0 | 0 | 0 | 0 | 0
C4.3 | New AMI meters introduced by companies for existing customers | Capex | £m | 3 | 0 | 0 | 0 | 0 | 0 | 0 | 13.0098 | 3.9351 | 3.186 | 4.2161 | 4.8979 | 14.6225 | 1.7915 | 1.9627 | 1.7528 | 1.8505 | 1.7371 | 1.7488 | 1.8417 | 1.669 | 0
C5 | New meters introduced by companies for existing customers | Opex | £m | 3 | 0 | 0 | 0 | 0 | 0 | 0 | 1.5763 | 1.6089 | 1.5747 | 1.5747 | 1.5747 | 7.8718 | 9.4166 | 9.1495 | 9.1495 | 9.1495 | 9.1495 | 9.1495 | 9.1495 | 9.1495 | 0
C5.1 | New basic meters introduced by companies for existing customers | Opex | £m | 3 | 0 | 0 | 0 | 0 | 0 | 0 | 0 | 0 | 0 | 0 | 0 | 0 | 0 | 0 | 0 | 0 | 0 | 0 | 0 | 0 | 0
C5.2 | New AMR meters introduced by companies for existing customers | Opex | £m | 3 | 0 | 0 | 0 | 0 | 0 | 0 | 0 | 0 | 0 | 0 | 0 | 0 | 0 | 0 | 0 | 0 | 0 | 0 | 0 | 0 | 0
C5.3 | New AMI meters introduced by companies for existing customers | Opex | £m | 3 | 0 | 0 | 0 | 0 | 0 | 0 | 1.5763 | 1.6089 | 1.5747 | 1.5747 | 1.5747 | 7.8718 | 9.4166 | 9.1495 | 9.1495 | 9.1495 | 9.1495 | 9.1495 | 9.1495 | 9.1495 | 0
C6 | New meters introduced by companies for existing customers | Totex | £m | 3 | 0 | 0 | 0 | 0 | 0 | 0 | 14.5861 | 5.544 | 4.7607 | 5.7908 | 6.4727 | 22.4943 | 11.2081 | 11.1123 | 10.9024 | 11 | 10.8866 | 10.8983 | 10.9913 | 10.8185 | 0
C7 | New meters for existing customers - business | Capex | £m | 3 | 0 | 0 | 0 | 0 | 0 | 0 | 0 | 0 | 0 | 0 | 0 | 0 | 0 | 0 | 0 | 0 | 0 | 0 | 0 | 0 | 0
C7.1 | New basic meters for existing customers - business | Capex | £m | 3 | 0 | 0 | 0 | 0 | 0 | 0 | 0 | 0 | 0 | 0 | 0 | 0 | 0 | 0 | 0 | 0 | 0 | 0 | 0 | 0 | 0
C7.2 | New AMR meters for existing customers - business | Capex | £m | 3 | 0 | 0 | 0 | 0 | 0 | 0 | 0 | 0 | 0 | 0 | 0 | 0 | 0 | 0 | 0 | 0 | 0 | 0 | 0 | 0 | 0
C7.3 | New AMI meters for existing customers - business | Capex | £m | 3 | 0 | 0 | 0 | 0 | 0 | 0 | 0 | 0 | 0 | 0 | 0 | 0 | 0 | 0 | 0 | 0 | 0 | 0 | 0 | 0 | 0
C8 | New meters for existing customers - business | Opex | £m | 3 | 0 | 0 | 0 | 0 | 0 | 0 | 0 | 0 | 0 | 0 | 0 | 0 | 0 | 0 | 0 | 0 | 0 | 0 | 0 | 0 | 0
C8.1 | New basic meters for existing customers - business | Opex | £m | 3 | 0 | 0 | 0 | 0 | 0 | 0 | 0 | 0 | 0 | 0 | 0 | 0 | 0 | 0 | 0 | 0 | 0 | 0 | 0 | 0 | 0
C8.2 | New AMR meters for existing customers - business | Opex | £m | 3 | 0 | 0 | 0 | 0 | 0 | 0 | 0 | 0 | 0 | 0 | 0 | 0 | 0 | 0 | 0 | 0 | 0 | 0 | 0 | 0 | 0
C8.3 | New AMI meters for existing customers - business | Opex | £m | 3 | 0 | 0 | 0 | 0 | 0 | 0 | 0 | 0 | 0 | 0 | 0 | 0 | 0 | 0 | 0 | 0 | 0 | 0 | 0 | 0 | 0
C9 | New basic meters for existing customers - business | Totex | £m | 3 | 0 | 0 | 0 | 0 | 0 | 0 | 0 | 0 | 0 | 0 | 0 | 0 | 0 | 0 | 0 | 0 | 0 | 0 | 0 | 0 | 0
C10 | Replacement of existing basic meters with AMR meters | Capex | £m | 3 | 0 | 0 | 0 | 0 | 0 | 0 | 0 | 0 | 0 | 0 | 0 | 0 | 0 | 0 | 0 | 0 | 0 | 0 | 0 | 0 | 0
C11 | Replacement of existing basic meters with AMI meters | Capex | £m | 3 | 0 | 0 | 0 | 0 | 0 | 0 | 0.90905 | 4.9234 | 8.3971 | 11.5051 | 13.5635 | 34.9991 | 5.5599 | 22.0561 | 1.6369 | 19.8547 | 8.7139 | 10.0726 | 18.8975 | 2.2476 | 0
C12 | Smart metering infrastructure | Capex | £m | 3 | 0 | 0 | 0 | 0 | 0 | 0 | 0.0032933 | 0.071118 | 0.23147 | 0.4665 | 0.77277 | 7.4798 | 0 | 0 | 0 | 0 | 0 | 0 | 0 | 0 | 0
C13 | Replacement of existing basic meters with AMR meters | Opex | £m | 3 | 0 | 0 | 0 | 0 | 0 | 0 | 0 | 0 | 0 | 0 | 0 | 0 | 0 | 0 | 0 | 0 | 0 | 0 | 0 | 0 | 0
C14 | Replacement of existing basic meters with AMI meters | Opex | £m | 3 | 0 | 0 | 0 | 0 | 0 | 0 | 0 | 0 | 0 | 0 | 0 | 0 | 0 | 0 | 0 | 0 | 0 | 0 | 0 | 0 | 0
C15 | Smart metering infrastructure | Opex | £m | 3 | 0 | 0 | 0 | 0 | 0 | 0 | 0 | 0 | 0 | 0 | 0 | 0 | 8.7202 | 8.7202 | 8.7202 | 8.7202 | 8.7202 | 8.7202 | 8.7202 | 8.7202 | 0
C16 | Replacement of existing basic meters with AMR meters | Totex | £m | 3 | 0 | 0 | 0 | 0 | 0 | 0 | 0 | 0 | 0 | 0 | 0 | 0 | 0 | 0 | 0 | 0 | 0 | 0 | 0 | 0 | 0
C17 | Replacement of existing basic meters with AMI meters | Totex | £m | 3 | 0 | 0 | 0 | 0 | 0 | 0 | 0.90905 | 4.9234 | 8.3971 | 11.5051 | 13.5635 | 34.9991 | 5.5599 | 22.0561 | 1.6369 | 19.8547 | 8.7139 | 10.0726 | 18.8975 | 2.2476 | 0
C18 | Smart metering infrastructure | Totex | £m | 3 | 0 | 0 | 0 | 0 | 0 | 0 | 0.0032933 | 0.071118 | 0.23147 | 0.4665 | 0.77277 | 7.4798 | 8.7202 | 8.7202 | 8.7202 | 8.7202 | 8.7202 | 8.7202 | 8.7202 | 8.7202 | 0
C19 | Total metering expenditure | Totex | £m | 3 | 0 | 0 | 0 | 0 | 0 | 0 | 15.4984 | 10.5385 | 13.3893 | 17.7624 | 20.8089 | 64.9732 | 25.4882 | 41.8886 | 21.2595 | 39.5749 | 28.3207 | 29.6911 | 38.6091 | 21.7864 | 0
Table 8d: Summary of total enhancement for programme consistent with RAG reporting requirements |  |  |  |  | Annual totals 2019-20: Annual totals | Five year totals
Reference | Expenditure element | Expenditure type | Unit | Decimal places | 2019-20 | 2020-21 | 2021-22 | 2022-23 | 2023-24 | 2024-25 | 2025-26 | 2026-27 | 2027-28 | 2028-29 | 2029-30 | 2030-31 to 2034-35 | 2035-36 to 2039-40 | 2040-41 to 2044-45 | 2045-46 to 2049-50 | 2050-51 to 2054-55 | 2055-56 to 2059-60 | 2060-61 to 2064-65 | 2065-66 to 2069-70 | 2070-71 to 2074-75 | 2075-76 to 2079-80
D1 | Total enhancement expenditure | Capex | £m | 3 | 0 | 0 | 0 | 0 | 0 | 0 | 14.3077 | 9.5482 | 12.6896 | 17.2417 | 20.4622 | 67.9001 | 32.8759 | 24.1488 | 3.3897 | 21.9872 | 16.5025 | 11.9513 | 20.7393 | 4.1986
D2 | Total enhancement expenditure | Opex | £m | 3 | 0 | 0 | 0 | 0 | 0 | 0 | 1.5763 | 1.6089 | 1.5747 | 1.5747 | 1.5747 | 7.9048 | 18.2916 | 18.4275 | 18.5461 | 18.5311 | 18.4748 | 18.4605 | 18.5453 | 18.6708
D3 | Total enhancement expenditure | Totex | £m | 3 | 0 | 0 | 0 | 0 | 0 | 0 | 15.884 | 11.1571 | 14.2643 | 18.8164 | 22.037 | 75.805 | 51.1675 | 42.5763 | 21.9358 | 40.5183 | 34.9772 | 30.4118 | 39.2846 | 22.8694
Table 8e: Summary of supply demand benefits for programme consistent with RAG reporting requirements |  |  |  |  | Annual totals 2019-20: Annual totals | Five year totals
Reference | Benefit element | Expenditure type | Unit | Decimal places | 2019-20 | 2020-21 | 2021-22 | 2022-23 | 2023-24 | 2024-25 | 2025-26 | 2026-27 | 2027-28 | 2028-29 | 2029-30 | 2030-31 to 2034-35 | 2035-36 to 2039-40 | 2040-41 to 2044-45 | 2045-46 to 2049-50 | 2050-51 to 2054-55 | 2055-56 to 2059-60 | 2060-61 to 2064-65 | 2065-66 to 2069-70 | 2070-71 to 2074-75 | 2075-76 to 2079-80
E1 | Supply-side improvements | Benefit | Ml/d | 2 | 0 | 0 | 0 | 0 | 0 | 0 | 0 | 0 | 0 | 0 | 0 | 0 | 45 | 0 | 0 | 0 | 50 | 0 | 0 | 0 | 0
E2 | Demand-side improvements (excluding leakage and metering) | Benefit | Ml/d | 2 | 0 | 0 | 0 | 0 | 0 | 0 | 0.8154 | 0.8752 | 1.2262 | 1.5014 | 1.7681 | 9.6961 | 9.5496 | 6.1651 | 4.474 | 0.4053 | 0.311 | 0.3109 | 0.3129 | 0.321 | 0
E3 | Leakage improvements | Benefit | Ml/d | 2 | 0 | 0 | 0 | 0 | 0 | 0 | 1.9954 | -0.3917 | 0.3573 | 1.0386 | 0.746 | 2.5628 | 1.7164 | 0.393 | 0.393 | 0.368 | 0.34 | 0.37 | 0.35 | 0.35 | 0
E4 | Internal interconnectors* | Benefit | Ml/d | 2 | 0 | 0 | 0 | 0 | 0 | 0 | 0 | 0 | 0 | 0 | 0 | 4.1 | 0 | 0 | 0 | 0 | 0 | 0 | 0 | 0 | 0
E5 | Metering improvements | Benefit | Ml/d | 2 | 0 | 0 | 0 | 0 | 0 | 0 | 0.4053 | 1.2735 | 1.9856 | 2.101 | 2.7309 | 8.6969 | 0 | 0 | 0 | 0 | 0 | 0 | 0 | 0 | 0
E5.1 | Benefits from new basic meter installations (household) | Benefit | Ml/d | 2 | 0 | 0 | 0 | 0 | 0 | 0 | 0 | 0 | 0 | 0 | 0 | 0 | 0 | 0 | 0 | 0 | 0 | 0 | 0 | 0 | 0
E5.2 | Benefits from new AMR meter installations (household) | Benefit | Ml/d | 2 | 0 | 0 | 0 | 0 | 0 | 0 | 0 | 0 | 0 | 0 | 0 | 0 | 0 | 0 | 0 | 0 | 0 | 0 | 0 | 0 | 0
E5.3 | Benefits from new AMI meter installations (household) | Benefit | Ml/d | 2 | 0 | 0 | 0 | 0 | 0 | 0 | 0.0313 | 0.1291 | 0.8047 | 1.3503 | 1.8792 | 5.9183 | 0 | 0 | 0 | 0 | 0 | 0 | 0 | 0 | 0
E5.4 | Benefits from replacing (or upgrading) existing basic meters with AMR meters (household) | Benefit | Ml/d | 2 | 0 | 0 | 0 | 0 | 0 | 0 | 0 | 0 | 0 | 0 | 0 | 0 | 0 | 0 | 0 | 0 | 0 | 0 | 0 | 0 | 0
E5.5 | Benefits from replacing (or upgrading) existing basic or AMR meters with AMI meters (household) | Benefit | Ml/d | 2 | 0 | 0 | 0 | 0 | 0 | 0 | 0 | 0.0223 | 0.1684 | 0.2864 | 0.4006 | 2.5255 | 0 | 0 | 0 | 0 | 0 | 0 | 0 | 0 | 0
E5.6 | Benefits from replacing (or upgrading) existing basic meters with AMR meters (non-household) | Benefit | Ml/d | 2 | 0 | 0 | 0 | 0 | 0 | 0 | 0 | 0 | 0 | 0 | 0 | 0 | 0 | 0 | 0 | 0 | 0 | 0 | 0 | 0 | 0
E5.7 | Benefits from replacing (or upgrading) existing basic or AMR meters with AMI meters (non-household) | Benefit | Ml/d | 2 | 0 | 0 | 0 | 0 | 0 | 0 | 0.374 | 1.1221 | 1.0125 | 0.4643 | 0.4511 | 0.2531 | 0 | 0 | 0 | 0 | 0 | 0 | 0 | 0 | 0
Table 8f: Summary of totex leakage expenditure for programme consistent with RAG reporting requirements |  |  |  |  | Annual totals 2019-20: Annual totals | Five year totals
Reference | Expenditure element | Expenditure type | Unit | Decimal places | 2019-20 | 2020-21 | 2021-22 | 2022-23 | 2023-24 | 2024-25 | 2025-26 | 2026-27 | 2027-28 | 2028-29 | 2029-30 | 2030-31 to 2034-35 | 2035-36 to 2039-40 | 2040-41 to 2044-45 | 2045-46 to 2049-50 | 2050-51 to 2054-55 | 2055-56 to 2059-60 | 2060-61 to 2064-65 | 2065-66 to 2069-70 | 2070-71 to 2074-75 | 2075-76 to 2079-80
F27 | Total leakage activity - Maintaining leakage | Totex | £m | 3 | bar: Annual totals 2019-20 to Annual totals 2024-25
F28 | Total leakage activity - Reducing leakage | Totex | £m | 3 | 0 | 0 | 0 | 0 | 0 | 0 | 0.38557 | 0.61859 | 0.87505 | 1.054 | 1.2281 | 3.7181 | 0 | 0 | 0 | 0 | 0 | 0 | 0 | 0
Water Company | Portsmouth Water | Version | jet-20240206-190500-st-hybrid-dy-w1-tree16.05-options-v67-gov-led-hybridcp2-ppp5-pwh15-har2-twd14-no-force-kni-no-force-less-2075-fix-bvp¦Situation 6 |  | Annual totals 2019-20: Back to title page
Planning Scenario | Alternative Plan 5 | NPV cost associated with plan (£m) | 282.8684
Table 8a: Summary Base Totex expenditure for programme consistent with RAG reporting requirements |  |  |  |  | Annual totals 2019-20: Annual totals | Five year totals
Reference | Expenditure element | Expenditure type | Unit | Decimal places | 2019-20 | 2020-21 | 2021-22 | 2022-23 | 2023-24 | 2024-25 | 2025-26 | 2026-27 | 2027-28 | 2028-29 | 2029-30 | 2030-31 to 2034-35 | 2035-36 to 2039-40 | 2040-41 to 2044-45 | 2045-46 to 2049-50 | 2050-51 to 2054-55 | 2055-56 to 2059-60 | 2060-61 to 2064-65 | 2065-66 to 2069-70 | 2070-71 to 2074-75 | 2075-76 to 2079-80
A1 | Totex increases (base) | Totex | £m | 3 | 0 | 1.593 | 0 | 0 | 0 | 0 | 3.4044 | 4.5975 | 4.3238 | 3.501 | 3.5548 | 16.717 | 18.7057 | 17.7918 | 17.5369 | 18.1591 | 18.3175 | 17.6434 | 18.6691 | 18.6326 | 0
A2 | Totex savings (base) | Totex | £m | 3 | 0 | 0 | 0 | 0 | 0 | 0 | 0 | 0 | 0 | 0 | 0 | 0 | 0 | 0 | 0 | 0 | 0 | 0 | 0 | 0 | 0
A3 | Total totex variance (base) | Totex | £m | 3 | 0 | 1.593 | 0 | 0 | 0 | 0 | 3.4044 | 4.5975 | 4.3238 | 3.501 | 3.5548 | 16.717 | 18.7057 | 17.7918 | 17.5369 | 18.1591 | 18.3175 | 17.6434 | 18.6691 | 18.6326 | 0
Table 8b: Summary of supply-demand balance enhancement expenditure for programme consistent with RAG reporting requirements |  |  |  |  | Annual totals 2019-20: Annual totals | Five year totals
Reference | Expenditure element | Expenditure type | Unit | Decimal places | 2019-20 | 2020-21 | 2021-22 | 2022-23 | 2023-24 | 2024-25 | 2025-26 | 2026-27 | 2027-28 | 2028-29 | 2029-30 | 2030-31 to 2034-35 | 2035-36 to 2039-40 | 2040-41 to 2044-45 | 2045-46 to 2049-50 | 2050-51 to 2054-55 | 2055-56 to 2059-60 | 2060-61 to 2064-65 | 2065-66 to 2069-70 | 2070-71 to 2074-75 | 2075-76 to 2079-80
B1 | Supply-side improvements | Capex | £m | 3 | 0 | 0 | 0 | 0 | 0 | 0 | 0 | 0 | 0 | 0 | 0 | 6.3811 | 25.5245 | 0 | 0 | 0 | 6.0515 | 0 | 0 | 0 | 0
B2 | Supply-side improvements | Opex | £m | 3 | 0 | 0 | 0 | 0 | 0 | 0 | 0 | 0 | 0 | 0 | 0 | 0 | 0 | 0 | 0 | 0 | 0 | 0 | 0 | 0 | 0
B3 | Supply-side improvements | Totex | £m | 3 | 0 | 0 | 0 | 0 | 0 | 0 | 0 | 0 | 0 | 0 | 0 | 6.3811 | 25.5245 | 0 | 0 | 0 | 6.0515 | 0 | 0 | 0 | 0
B4 | Demand-side improvements (excl. leakage and metering) | Capex | £m | 3 | 0 | 0 | 0 | 0 | 0 | 0 | 0 | 0 | 0 | 0 | 0 | 0 | 0 | 0 | 0 | 0 | 0 | 0 | 0 | 0 | 0
B5 | Demand-side improvements (excl. leakage and metering) | Opex | £m | 3 | 0 | 0 | 0 | 0 | 0 | 0 | 0 | 0 | 0 | 0 | 0 | 0 | 0 | 0 | 0 | 0 | 0 | 0 | 0 | 0 | 0
B6 | Demand-side improvements (excl. leakage and metering) | Totex | £m | 3 | 0 | 0 | 0 | 0 | 0 | 0 | 0 | 0 | 0 | 0 | 0 | 0 | 0 | 0 | 0 | 0 | 0 | 0 | 0 | 0 | 0
B7 | Leakage improvements | Capex | £m | 3 | 0 | 0 | 0 | 0 | 0 | 0 | 0.38557 | 0.61859 | 0.87505 | 1.054 | 1.2281 | 3.7181 | 0 | 0 | 0 | 0 | 0 | 0 | 0 | 0 | 0
B8 | Leakage improvements | Opex | £m | 3 | 0 | 0 | 0 | 0 | 0 | 0 | 0 | 0 | 0 | 0 | 0 | 0 | 0 | 0 | 0 | 0 | 0 | 0 | 0 | 0 | 0
B9 | Leakage improvements | Totex | £m | 3 | 0 | 0 | 0 | 0 | 0 | 0 | 0.38557 | 0.61859 | 0.87505 | 1.054 | 1.2281 | 3.7181 | 0 | 0 | 0 | 0 | 0 | 0 | 0 | 0 | 0
B10 | Internal interconnectors | Capex | £m | 3 | 0 | 0 | 0 | 0 | 0 | 0 | 0 | 0 | 0 | 0 | 0 | 0.69953 | 0 | 0.13001 | 0 | 0.282 | 0 | 0.13001 | 0 | 0.282 | 0
B11 | Internal interconnectors | Opex | £m | 3 | 0 | 0 | 0 | 0 | 0 | 0 | 0 | 0 | 0 | 0 | 0 | 0.033027 | 0.082567 | 0.082567 | 0.082567 | 0.082567 | 0.082567 | 0.082567 | 0.082567 | 0.082567 | 0
B12 | Internal interconnectors | Totex | £m | 3 | 0 | 0 | 0 | 0 | 0 | 0 | 0 | 0 | 0 | 0 | 0 | 0.73255 | 0.082567 | 0.21257 | 0.082567 | 0.36456 | 0.082567 | 0.21257 | 0.082567 | 0.36456 | 0
B13 | Strategic regional water resources | Capex | £m | 3 | 0 | 0 | 0 | 0 | 0 | 0 | 0 | 0 | 0 | 0 | 0 | 0 | 0 | 0 | 0 | 0 | 0 | 0 | 0 | 0 | 0
B14 | Strategic regional water resources | Opex | £m | 3 | 0 | 0 | 0 | 0 | 0 | 0 | 0 | 0 | 0 | 0 | 0 | 0 | 0 | 0 | 0 | 0 | 0 | 0 | 0 | 0 | 0
B15 | Strategic regional water resources | Totex | £m | 3 | 0 | 0 | 0 | 0 | 0 | 0 | 0 | 0 | 0 | 0 | 0 | 0 | 0 | 0 | 0 | 0 | 0 | 0 | 0 | 0 | 0
B16 | Total supply demand expenditure | Totex | £m | 3 | 0 | 0 | 0 | 0 | 0 | 0 | 0.38557 | 0.61859 | 0.87505 | 1.054 | 1.2281 | 10.8318 | 25.6071 | 0.21257 | 0.082567 | 0.36456 | 6.1341 | 0.21257 | 0.082567 | 0.36456 | 0
Table 8c: Summary of metering enhancement expenditure for programme consistent with RAG reporting requirements |  |  |  |  | Annual totals 2019-20: Annual totals | Five year totals
Reference | Expenditure element | Expenditure type | Unit | Decimal places | 2019-20 | 2020-21 | 2021-22 | 2022-23 | 2023-24 | 2024-25 | 2025-26 | 2026-27 | 2027-28 | 2028-29 | 2029-30 | 2030-31 to 2034-35 | 2035-36 to 2039-40 | 2040-41 to 2044-45 | 2045-46 to 2049-50 | 2050-51 to 2054-55 | 2055-56 to 2059-60 | 2060-61 to 2064-65 | 2065-66 to 2069-70 | 2070-71 to 2074-75 | 2075-76 to 2079-80
C1 | New meters requested by existing customers (optants) | Capex | £m | 3 | 0 | 0 | 0 | 0 | 0 | 0 | 0 | 0 | 0 | 0 | 0 | 0 | 0 | 0 | 0 | 0 | 0 | 0 | 0 | 0 | 0
C1.1 | New basic meters requested by existing customers (optants) | Capex | £m | 3 | 0 | 0 | 0 | 0 | 0 | 0 | 0 | 0 | 0 | 0 | 0 | 0 | 0 | 0 | 0 | 0 | 0 | 0 | 0 | 0 | 0
C1.2 | New AMR meters requested by existing customers (optants) | Capex | £m | 3 | 0 | 0 | 0 | 0 | 0 | 0 | 0 | 0 | 0 | 0 | 0 | 0 | 0 | 0 | 0 | 0 | 0 | 0 | 0 | 0 | 0
C1.3 | New AMI meters requested by existing customers (optants) | Capex | £m | 3 | 0 | 0 | 0 | 0 | 0 | 0 | 0 | 0 | 0 | 0 | 0 | 0 | 0 | 0 | 0 | 0 | 0 | 0 | 0 | 0 | 0
C2 | New meters requested by existing customers (optants) | Opex | £m | 3 | 0 | 0 | 0 | 0 | 0 | 0 | 0 | 0 | 0 | 0 | 0 | 0 | 0 | 0 | 0 | 0 | 0 | 0 | 0 | 0 | 0
C2.1 | New basic meters requested by existing customers (optants) | Opex | £m | 3 | 0 | 0 | 0 | 0 | 0 | 0 | 0 | 0 | 0 | 0 | 0 | 0 | 0 | 0 | 0 | 0 | 0 | 0 | 0 | 0 | 0
C2.2 | New AMR meters requested by existing customers (optants) | Opex | £m | 3 | 0 | 0 | 0 | 0 | 0 | 0 | 0 | 0 | 0 | 0 | 0 | 0 | 0 | 0 | 0 | 0 | 0 | 0 | 0 | 0 | 0
C2.3 | New AMI meters requested by existing customers (optants) | Opex | £m | 3 | 0 | 0 | 0 | 0 | 0 | 0 | 0 | 0 | 0 | 0 | 0 | 0 | 0 | 0 | 0 | 0 | 0 | 0 | 0 | 0 | 0
C3 | New meters requested by existing customers (optants) | Totex | £m | 3 | 0 | 0 | 0 | 0 | 0 | 0 | 0 | 0 | 0 | 0 | 0 | 0 | 0 | 0 | 0 | 0 | 0 | 0 | 0 | 0 | 0
C4 | New meters introduced by companies for existing customers | Capex | £m | 3 | 0 | 0 | 0 | 0 | 0 | 0 | 13.0098 | 3.9351 | 3.186 | 4.2161 | 4.8979 | 14.6225 | 1.7915 | 1.9627 | 1.7528 | 1.8505 | 1.7371 | 1.7488 | 1.8417 | 1.669 | 0
C4.1 | New basic meters introduced by companies for existing customers | Capex | £m | 3 | 0 | 0 | 0 | 0 | 0 | 0 | 0 | 0 | 0 | 0 | 0 | 0 | 0 | 0 | 0 | 0 | 0 | 0 | 0 | 0 | 0
C4.2 | New AMR meters introduced by companies for existing customers | Capex | £m | 3 | 0 | 0 | 0 | 0 | 0 | 0 | 0 | 0 | 0 | 0 | 0 | 0 | 0 | 0 | 0 | 0 | 0 | 0 | 0 | 0 | 0
C4.3 | New AMI meters introduced by companies for existing customers | Capex | £m | 3 | 0 | 0 | 0 | 0 | 0 | 0 | 13.0098 | 3.9351 | 3.186 | 4.2161 | 4.8979 | 14.6225 | 1.7915 | 1.9627 | 1.7528 | 1.8505 | 1.7371 | 1.7488 | 1.8417 | 1.669 | 0
C5 | New meters introduced by companies for existing customers | Opex | £m | 3 | 0 | 0 | 0 | 0 | 0 | 0 | 1.5763 | 1.6089 | 1.5747 | 1.5747 | 1.5747 | 7.8718 | 9.4166 | 9.1495 | 9.1495 | 9.1495 | 9.1495 | 9.1495 | 9.1495 | 9.1495 | 0
C5.1 | New basic meters introduced by companies for existing customers | Opex | £m | 3 | 0 | 0 | 0 | 0 | 0 | 0 | 0 | 0 | 0 | 0 | 0 | 0 | 0 | 0 | 0 | 0 | 0 | 0 | 0 | 0 | 0
C5.2 | New AMR meters introduced by companies for existing customers | Opex | £m | 3 | 0 | 0 | 0 | 0 | 0 | 0 | 0 | 0 | 0 | 0 | 0 | 0 | 0 | 0 | 0 | 0 | 0 | 0 | 0 | 0 | 0
C5.3 | New AMI meters introduced by companies for existing customers | Opex | £m | 3 | 0 | 0 | 0 | 0 | 0 | 0 | 1.5763 | 1.6089 | 1.5747 | 1.5747 | 1.5747 | 7.8718 | 9.4166 | 9.1495 | 9.1495 | 9.1495 | 9.1495 | 9.1495 | 9.1495 | 9.1495 | 0
C6 | New meters introduced by companies for existing customers | Totex | £m | 3 | 0 | 0 | 0 | 0 | 0 | 0 | 14.5861 | 5.544 | 4.7607 | 5.7908 | 6.4727 | 22.4943 | 11.2081 | 11.1123 | 10.9024 | 11 | 10.8866 | 10.8983 | 10.9913 | 10.8185 | 0
C7 | New meters for existing customers - business | Capex | £m | 3 | 0 | 0 | 0 | 0 | 0 | 0 | 0 | 0 | 0 | 0 | 0 | 0 | 0 | 0 | 0 | 0 | 0 | 0 | 0 | 0 | 0
C7.1 | New basic meters for existing customers - business | Capex | £m | 3 | 0 | 0 | 0 | 0 | 0 | 0 | 0 | 0 | 0 | 0 | 0 | 0 | 0 | 0 | 0 | 0 | 0 | 0 | 0 | 0 | 0
C7.2 | New AMR meters for existing customers - business | Capex | £m | 3 | 0 | 0 | 0 | 0 | 0 | 0 | 0 | 0 | 0 | 0 | 0 | 0 | 0 | 0 | 0 | 0 | 0 | 0 | 0 | 0 | 0
C7.3 | New AMI meters for existing customers - business | Capex | £m | 3 | 0 | 0 | 0 | 0 | 0 | 0 | 0 | 0 | 0 | 0 | 0 | 0 | 0 | 0 | 0 | 0 | 0 | 0 | 0 | 0 | 0
C8 | New meters for existing customers - business | Opex | £m | 3 | 0 | 0 | 0 | 0 | 0 | 0 | 0 | 0 | 0 | 0 | 0 | 0 | 0 | 0 | 0 | 0 | 0 | 0 | 0 | 0 | 0
C8.1 | New basic meters for existing customers - business | Opex | £m | 3 | 0 | 0 | 0 | 0 | 0 | 0 | 0 | 0 | 0 | 0 | 0 | 0 | 0 | 0 | 0 | 0 | 0 | 0 | 0 | 0 | 0
C8.2 | New AMR meters for existing customers - business | Opex | £m | 3 | 0 | 0 | 0 | 0 | 0 | 0 | 0 | 0 | 0 | 0 | 0 | 0 | 0 | 0 | 0 | 0 | 0 | 0 | 0 | 0 | 0
C8.3 | New AMI meters for existing customers - business | Opex | £m | 3 | 0 | 0 | 0 | 0 | 0 | 0 | 0 | 0 | 0 | 0 | 0 | 0 | 0 | 0 | 0 | 0 | 0 | 0 | 0 | 0 | 0
C9 | New basic meters for existing customers - business | Totex | £m | 3 | 0 | 0 | 0 | 0 | 0 | 0 | 0 | 0 | 0 | 0 | 0 | 0 | 0 | 0 | 0 | 0 | 0 | 0 | 0 | 0 | 0
C10 | Replacement of existing basic meters with AMR meters | Capex | £m | 3 | 0 | 0 | 0 | 0 | 0 | 0 | 0 | 0 | 0 | 0 | 0 | 0 | 0 | 0 | 0 | 0 | 0 | 0 | 0 | 0 | 0
C11 | Replacement of existing basic meters with AMI meters | Capex | £m | 3 | 0 | 0 | 0 | 0 | 0 | 0 | 0.90905 | 4.9234 | 8.3971 | 11.5051 | 13.5635 | 34.9991 | 5.5599 | 22.0561 | 1.6369 | 19.8547 | 8.7139 | 10.0726 | 18.8975 | 2.2476 | 0
C12 | Smart metering infrastructure | Capex | £m | 3 | 0 | 0 | 0 | 0 | 0 | 0 | 0.0032933 | 0.071118 | 0.23147 | 0.4665 | 0.77277 | 7.4798 | 0 | 0 | 0 | 0 | 0 | 0 | 0 | 0 | 0
C13 | Replacement of existing basic meters with AMR meters | Opex | £m | 3 | 0 | 0 | 0 | 0 | 0 | 0 | 0 | 0 | 0 | 0 | 0 | 0 | 0 | 0 | 0 | 0 | 0 | 0 | 0 | 0 | 0
C14 | Replacement of existing basic meters with AMI meters | Opex | £m | 3 | 0 | 0 | 0 | 0 | 0 | 0 | 0 | 0 | 0 | 0 | 0 | 0 | 0 | 0 | 0 | 0 | 0 | 0 | 0 | 0 | 0
C15 | Smart metering infrastructure | Opex | £m | 3 | 0 | 0 | 0 | 0 | 0 | 0 | 0 | 0 | 0 | 0 | 0 | 0 | 8.7202 | 8.7202 | 8.7202 | 8.7202 | 8.7202 | 8.7202 | 8.7202 | 8.7202 | 0
C16 | Replacement of existing basic meters with AMR meters | Totex | £m | 3 | 0 | 0 | 0 | 0 | 0 | 0 | 0 | 0 | 0 | 0 | 0 | 0 | 0 | 0 | 0 | 0 | 0 | 0 | 0 | 0 | 0
C17 | Replacement of existing basic meters with AMI meters | Totex | £m | 3 | 0 | 0 | 0 | 0 | 0 | 0 | 0.90905 | 4.9234 | 8.3971 | 11.5051 | 13.5635 | 34.9991 | 5.5599 | 22.0561 | 1.6369 | 19.8547 | 8.7139 | 10.0726 | 18.8975 | 2.2476 | 0
C18 | Smart metering infrastructure | Totex | £m | 3 | 0 | 0 | 0 | 0 | 0 | 0 | 0.0032933 | 0.071118 | 0.23147 | 0.4665 | 0.77277 | 7.4798 | 8.7202 | 8.7202 | 8.7202 | 8.7202 | 8.7202 | 8.7202 | 8.7202 | 8.7202 | 0
C19 | Total metering expenditure | Totex | £m | 3 | 0 | 0 | 0 | 0 | 0 | 0 | 15.4984 | 10.5385 | 13.3893 | 17.7624 | 20.8089 | 64.9732 | 25.4882 | 41.8886 | 21.2595 | 39.5749 | 28.3207 | 29.6911 | 38.6091 | 21.7864 | 0
Table 8d: Summary of total enhancement for programme consistent with RAG reporting requirements |  |  |  |  | Annual totals 2019-20: Annual totals | Five year totals
Reference | Expenditure element | Expenditure type | Unit | Decimal places | 2019-20 | 2020-21 | 2021-22 | 2022-23 | 2023-24 | 2024-25 | 2025-26 | 2026-27 | 2027-28 | 2028-29 | 2029-30 | 2030-31 to 2034-35 | 2035-36 to 2039-40 | 2040-41 to 2044-45 | 2045-46 to 2049-50 | 2050-51 to 2054-55 | 2055-56 to 2059-60 | 2060-61 to 2064-65 | 2065-66 to 2069-70 | 2070-71 to 2074-75 | 2075-76 to 2079-80
D1 | Total enhancement expenditure | Capex | £m | 3 | 0 | 0 | 0 | 0 | 0 | 0 | 14.3077 | 9.5482 | 12.6896 | 17.2417 | 20.4622 | 67.9001 | 32.8759 | 24.1488 | 3.3897 | 21.9872 | 16.5025 | 11.9513 | 20.7393 | 4.1986
D2 | Total enhancement expenditure | Opex | £m | 3 | 0 | 0 | 0 | 0 | 0 | 0 | 1.5763 | 1.6089 | 1.5747 | 1.5747 | 1.5747 | 7.9048 | 18.2194 | 17.9523 | 17.9523 | 17.9523 | 17.9523 | 17.9523 | 17.9523 | 17.9523
D3 | Total enhancement expenditure | Totex | £m | 3 | 0 | 0 | 0 | 0 | 0 | 0 | 15.884 | 11.1571 | 14.2643 | 18.8164 | 22.037 | 75.805 | 51.0953 | 42.1012 | 21.342 | 39.9395 | 34.4548 | 29.9037 | 38.6916 | 22.1509
Table 8e: Summary of supply demand benefits for programme consistent with RAG reporting requirements |  |  |  |  | Annual totals 2019-20: Annual totals | Five year totals
Reference | Benefit element | Expenditure type | Unit | Decimal places | 2019-20 | 2020-21 | 2021-22 | 2022-23 | 2023-24 | 2024-25 | 2025-26 | 2026-27 | 2027-28 | 2028-29 | 2029-30 | 2030-31 to 2034-35 | 2035-36 to 2039-40 | 2040-41 to 2044-45 | 2045-46 to 2049-50 | 2050-51 to 2054-55 | 2055-56 to 2059-60 | 2060-61 to 2064-65 | 2065-66 to 2069-70 | 2070-71 to 2074-75 | 2075-76 to 2079-80
E1 | Supply-side improvements | Benefit | Ml/d | 2 | 0 | 0 | 0 | 0 | 0 | 0 | 0 | 0 | 0 | 0 | 0 | 0 | 45 | 0 | 0 | 0 | 20 | 0 | 0 | 0 | 0
E2 | Demand-side improvements (excluding leakage and metering) | Benefit | Ml/d | 2 | 0 | 0 | 0 | 0 | 0 | 0 | 0.8154 | 0.8752 | 1.2262 | 1.5014 | 1.7681 | 9.6961 | 9.5496 | 6.1651 | 4.474 | 0.4053 | 0.311 | 0.3109 | 0.3129 | 0.321 | 0
E3 | Leakage improvements | Benefit | Ml/d | 2 | 0 | 0 | 0 | 0 | 0 | 0 | 1.9954 | -0.3917 | 0.3573 | 1.0386 | 0.746 | 2.5628 | 1.7164 | 0.393 | 0.393 | 0.368 | 0.34 | 0.37 | 0.35 | 0.35 | 0
E4 | Internal interconnectors* | Benefit | Ml/d | 2 | 0 | 0 | 0 | 0 | 0 | 0 | 0 | 0 | 0 | 0 | 0 | 4.1 | 0 | 0 | 0 | 0 | 0 | 0 | 0 | 0 | 0
E5 | Metering improvements | Benefit | Ml/d | 2 | 0 | 0 | 0 | 0 | 0 | 0 | 0.4053 | 1.2735 | 1.9856 | 2.101 | 2.7309 | 8.6969 | 0 | 0 | 0 | 0 | 0 | 0 | 0 | 0 | 0
E5.1 | Benefits from new basic meter installations (household) | Benefit | Ml/d | 2 | 0 | 0 | 0 | 0 | 0 | 0 | 0 | 0 | 0 | 0 | 0 | 0 | 0 | 0 | 0 | 0 | 0 | 0 | 0 | 0 | 0
E5.2 | Benefits from new AMR meter installations (household) | Benefit | Ml/d | 2 | 0 | 0 | 0 | 0 | 0 | 0 | 0 | 0 | 0 | 0 | 0 | 0 | 0 | 0 | 0 | 0 | 0 | 0 | 0 | 0 | 0
E5.3 | Benefits from new AMI meter installations (household) | Benefit | Ml/d | 2 | 0 | 0 | 0 | 0 | 0 | 0 | 0.0313 | 0.1291 | 0.8047 | 1.3503 | 1.8792 | 5.9183 | 0 | 0 | 0 | 0 | 0 | 0 | 0 | 0 | 0
E5.4 | Benefits from replacing (or upgrading) existing basic meters with AMR meters (household) | Benefit | Ml/d | 2 | 0 | 0 | 0 | 0 | 0 | 0 | 0 | 0 | 0 | 0 | 0 | 0 | 0 | 0 | 0 | 0 | 0 | 0 | 0 | 0 | 0
E5.5 | Benefits from replacing (or upgrading) existing basic or AMR meters with AMI meters (household) | Benefit | Ml/d | 2 | 0 | 0 | 0 | 0 | 0 | 0 | 0 | 0.0223 | 0.1684 | 0.2864 | 0.4006 | 2.5255 | 0 | 0 | 0 | 0 | 0 | 0 | 0 | 0 | 0
E5.6 | Benefits from replacing (or upgrading) existing basic meters with AMR meters (non-household) | Benefit | Ml/d | 2 | 0 | 0 | 0 | 0 | 0 | 0 | 0 | 0 | 0 | 0 | 0 | 0 | 0 | 0 | 0 | 0 | 0 | 0 | 0 | 0 | 0
E5.7 | Benefits from replacing (or upgrading) existing basic or AMR meters with AMI meters (non-household) | Benefit | Ml/d | 2 | 0 | 0 | 0 | 0 | 0 | 0 | 0.374 | 1.1221 | 1.0125 | 0.4643 | 0.4511 | 0.2531 | 0 | 0 | 0 | 0 | 0 | 0 | 0 | 0 | 0
Table 8f: Summary of totex leakage expenditure for programme consistent with RAG reporting requirements |  |  |  |  | Annual totals 2019-20: Annual totals | Five year totals
Reference | Expenditure element | Expenditure type | Unit | Decimal places | 2019-20 | 2020-21 | 2021-22 | 2022-23 | 2023-24 | 2024-25 | 2025-26 | 2026-27 | 2027-28 | 2028-29 | 2029-30 | 2030-31 to 2034-35 | 2035-36 to 2039-40 | 2040-41 to 2044-45 | 2045-46 to 2049-50 | 2050-51 to 2054-55 | 2055-56 to 2059-60 | 2060-61 to 2064-65 | 2065-66 to 2069-70 | 2070-71 to 2074-75 | 2075-76 to 2079-80
F27 | Total leakage activity - Maintaining leakage | Totex | £m | 3 | bar: Annual totals 2019-20 to Annual totals 2024-25
F28 | Total leakage activity - Reducing leakage | Totex | £m | 3 | 0 | 0 | 0 | 0 | 0 | 0 | 0.38557 | 0.61859 | 0.87505 | 1.054 | 1.2281 | 3.7181 | 0 | 0 | 0 | 0 | 0 | 0 | 0 | 0
Water Company | Portsmouth Water | Version | jet-20240206-190500-st-hybrid-dy-w1-tree16.05-options-v67-gov-led-hybridcp2-ppp5-pwh15-har2-twd14-no-force-kni-no-force-less-2075-fix-bvp¦Situation 7 |  | Annual totals 2019-20: Back to title page
Planning Scenario | Alternative Plan 6 | NPV cost associated with plan (£m) | 308.6647
Table 8a: Summary Base Totex expenditure for programme consistent with RAG reporting requirements |  |  |  |  | Annual totals 2019-20: Annual totals | Five year totals
Reference | Expenditure element | Expenditure type | Unit | Decimal places | 2019-20 | 2020-21 | 2021-22 | 2022-23 | 2023-24 | 2024-25 | 2025-26 | 2026-27 | 2027-28 | 2028-29 | 2029-30 | 2030-31 to 2034-35 | 2035-36 to 2039-40 | 2040-41 to 2044-45 | 2045-46 to 2049-50 | 2050-51 to 2054-55 | 2055-56 to 2059-60 | 2060-61 to 2064-65 | 2065-66 to 2069-70 | 2070-71 to 2074-75 | 2075-76 to 2079-80
A1 | Totex increases (base) | Totex | £m | 3 | 0 | 1.593 | 0 | 0 | 0 | 0 | 3.4044 | 4.5975 | 4.3238 | 3.501 | 3.5548 | 16.717 | 18.7056 | 17.7918 | 17.5369 | 18.1591 | 18.3175 | 17.6434 | 18.6691 | 18.6326 | 0
A2 | Totex savings (base) | Totex | £m | 3 | 0 | 0 | 0 | 0 | 0 | 0 | 0 | 0 | 0 | 0 | 0 | 0 | 0 | 0 | 0 | 0 | 0 | 0 | 0 | 0 | 0
A3 | Total totex variance (base) | Totex | £m | 3 | 0 | 1.593 | 0 | 0 | 0 | 0 | 3.4044 | 4.5975 | 4.3238 | 3.501 | 3.5548 | 16.717 | 18.7056 | 17.7918 | 17.5369 | 18.1591 | 18.3175 | 17.6434 | 18.6691 | 18.6326 | 0
Table 8b: Summary of supply-demand balance enhancement expenditure for programme consistent with RAG reporting requirements |  |  |  |  | Annual totals 2019-20: Annual totals | Five year totals
Reference | Expenditure element | Expenditure type | Unit | Decimal places | 2019-20 | 2020-21 | 2021-22 | 2022-23 | 2023-24 | 2024-25 | 2025-26 | 2026-27 | 2027-28 | 2028-29 | 2029-30 | 2030-31 to 2034-35 | 2035-36 to 2039-40 | 2040-41 to 2044-45 | 2045-46 to 2049-50 | 2050-51 to 2054-55 | 2055-56 to 2059-60 | 2060-61 to 2064-65 | 2065-66 to 2069-70 | 2070-71 to 2074-75 | 2075-76 to 2079-80
B1 | Supply-side improvements | Capex | £m | 3 | 0 | 0 | 0 | 0 | 0 | 0 | 0 | 0 | 0 | 0 | 0 | 0 | 25.5245 | 6.3811 | 0 | 0 | 0 | 6.0515 | 0 | 0 | 0
B2 | Supply-side improvements | Opex | £m | 3 | 0 | 0 | 0 | 0 | 0 | 0 | 0 | 0 | 0 | 0 | 0 | 0 | 0 | 0.72283 | 1.7199 | 1.794 | 1.794 | 1.794 | 1.794 | 1.794 | 0
B3 | Supply-side improvements | Totex | £m | 3 | 0 | 0 | 0 | 0 | 0 | 0 | 0 | 0 | 0 | 0 | 0 | 0 | 25.5245 | 7.104 | 1.7199 | 1.794 | 1.794 | 7.8455 | 1.794 | 1.794 | 0
B4 | Demand-side improvements (excl. leakage and metering) | Capex | £m | 3 | 0 | 0 | 0 | 0 | 0 | 0 | 0 | 0 | 0 | 0 | 0 | 0 | 0 | 0 | 0 | 0 | 0 | 0 | 0 | 0 | 0
B5 | Demand-side improvements (excl. leakage and metering) | Opex | £m | 3 | 0 | 0 | 0 | 0 | 0 | 0 | 0 | 0 | 0 | 0 | 0 | 0 | 0 | 0 | 0 | 0 | 0 | 0 | 0 | 0 | 0
B6 | Demand-side improvements (excl. leakage and metering) | Totex | £m | 3 | 0 | 0 | 0 | 0 | 0 | 0 | 0 | 0 | 0 | 0 | 0 | 0 | 0 | 0 | 0 | 0 | 0 | 0 | 0 | 0 | 0
B7 | Leakage improvements | Capex | £m | 3 | 0 | 0 | 0 | 0 | 0 | 0 | 0.38557 | 0.61859 | 0.87505 | 1.054 | 1.2281 | 3.7181 | 0 | 0 | 0 | 0 | 0 | 0 | 0 | 0 | 0
B8 | Leakage improvements | Opex | £m | 3 | 0 | 0 | 0 | 0 | 0 | 0 | 0 | 0 | 0 | 0 | 0 | 0 | 0 | 0 | 0 | 0 | 0 | 0 | 0 | 0 | 0
B9 | Leakage improvements | Totex | £m | 3 | 0 | 0 | 0 | 0 | 0 | 0 | 0.38557 | 0.61859 | 0.87505 | 1.054 | 1.2281 | 3.7181 | 0 | 0 | 0 | 0 | 0 | 0 | 0 | 0 | 0
B10 | Internal interconnectors | Capex | £m | 3 | 0 | 0 | 0 | 0 | 0 | 0 | 0 | 0 | 0 | 0 | 0 | 3.2151 | 10.0625 | 0.13001 | 5.8821 | 4.2034 | 0 | 2.0599 | 0 | 0.282 | 0
B11 | Internal interconnectors | Opex | £m | 3 | 0 | 0 | 0 | 0 | 0 | 0 | 0 | 0 | 0 | 0 | 0 | 0.033027 | 1.1733 | 1.6078 | 2.2952 | 6.6802 | 8.1856 | 9.3049 | 10.2028 | 11.4102 | 0
B12 | Internal interconnectors | Totex | £m | 3 | 0 | 0 | 0 | 0 | 0 | 0 | 0 | 0 | 0 | 0 | 0 | 3.2482 | 11.2358 | 1.7378 | 8.1773 | 10.8836 | 8.1856 | 11.3648 | 10.2028 | 11.6922 | 0
B13 | Strategic regional water resources | Capex | £m | 3 | 0 | 0 | 0 | 0 | 0 | 0 | 0 | 0 | 0 | 0 | 0 | 0 | 0 | 0 | 0 | 0 | 0 | 0 | 0 | 0 | 0
B14 | Strategic regional water resources | Opex | £m | 3 | 0 | 0 | 0 | 0 | 0 | 0 | 0 | 0 | 0 | 0 | 0 | 0 | 0 | 0 | 0 | 0 | 0 | 0 | 0 | 0 | 0
B15 | Strategic regional water resources | Totex | £m | 3 | 0 | 0 | 0 | 0 | 0 | 0 | 0 | 0 | 0 | 0 | 0 | 0 | 0 | 0 | 0 | 0 | 0 | 0 | 0 | 0 | 0
B16 | Total supply demand expenditure | Totex | £m | 3 | 0 | 0 | 0 | 0 | 0 | 0 | 0.38557 | 0.61859 | 0.87505 | 1.054 | 1.2281 | 6.9662 | 36.7603 | 8.8418 | 9.8971 | 12.6776 | 9.9796 | 19.2103 | 11.9968 | 13.4862 | 0
Table 8c: Summary of metering enhancement expenditure for programme consistent with RAG reporting requirements |  |  |  |  | Annual totals 2019-20: Annual totals | Five year totals
Reference | Expenditure element | Expenditure type | Unit | Decimal places | 2019-20 | 2020-21 | 2021-22 | 2022-23 | 2023-24 | 2024-25 | 2025-26 | 2026-27 | 2027-28 | 2028-29 | 2029-30 | 2030-31 to 2034-35 | 2035-36 to 2039-40 | 2040-41 to 2044-45 | 2045-46 to 2049-50 | 2050-51 to 2054-55 | 2055-56 to 2059-60 | 2060-61 to 2064-65 | 2065-66 to 2069-70 | 2070-71 to 2074-75 | 2075-76 to 2079-80
C1 | New meters requested by existing customers (optants) | Capex | £m | 3 | 0 | 0 | 0 | 0 | 0 | 0 | 0 | 0 | 0 | 0 | 0 | 0 | 0 | 0 | 0 | 0 | 0 | 0 | 0 | 0 | 0
C1.1 | New basic meters requested by existing customers (optants) | Capex | £m | 3 | 0 | 0 | 0 | 0 | 0 | 0 | 0 | 0 | 0 | 0 | 0 | 0 | 0 | 0 | 0 | 0 | 0 | 0 | 0 | 0 | 0
C1.2 | New AMR meters requested by existing customers (optants) | Capex | £m | 3 | 0 | 0 | 0 | 0 | 0 | 0 | 0 | 0 | 0 | 0 | 0 | 0 | 0 | 0 | 0 | 0 | 0 | 0 | 0 | 0 | 0
C1.3 | New AMI meters requested by existing customers (optants) | Capex | £m | 3 | 0 | 0 | 0 | 0 | 0 | 0 | 0 | 0 | 0 | 0 | 0 | 0 | 0 | 0 | 0 | 0 | 0 | 0 | 0 | 0 | 0
C2 | New meters requested by existing customers (optants) | Opex | £m | 3 | 0 | 0 | 0 | 0 | 0 | 0 | 0 | 0 | 0 | 0 | 0 | 0 | 0 | 0 | 0 | 0 | 0 | 0 | 0 | 0 | 0
C2.1 | New basic meters requested by existing customers (optants) | Opex | £m | 3 | 0 | 0 | 0 | 0 | 0 | 0 | 0 | 0 | 0 | 0 | 0 | 0 | 0 | 0 | 0 | 0 | 0 | 0 | 0 | 0 | 0
C2.2 | New AMR meters requested by existing customers (optants) | Opex | £m | 3 | 0 | 0 | 0 | 0 | 0 | 0 | 0 | 0 | 0 | 0 | 0 | 0 | 0 | 0 | 0 | 0 | 0 | 0 | 0 | 0 | 0
C2.3 | New AMI meters requested by existing customers (optants) | Opex | £m | 3 | 0 | 0 | 0 | 0 | 0 | 0 | 0 | 0 | 0 | 0 | 0 | 0 | 0 | 0 | 0 | 0 | 0 | 0 | 0 | 0 | 0
C3 | New meters requested by existing customers (optants) | Totex | £m | 3 | 0 | 0 | 0 | 0 | 0 | 0 | 0 | 0 | 0 | 0 | 0 | 0 | 0 | 0 | 0 | 0 | 0 | 0 | 0 | 0 | 0
C4 | New meters introduced by companies for existing customers | Capex | £m | 3 | 0 | 0 | 0 | 0 | 0 | 0 | 13.0098 | 3.9351 | 3.186 | 4.2161 | 4.8979 | 14.6225 | 1.7915 | 1.9627 | 1.7528 | 1.8505 | 1.7371 | 1.7488 | 1.8417 | 1.669 | 0
C4.1 | New basic meters introduced by companies for existing customers | Capex | £m | 3 | 0 | 0 | 0 | 0 | 0 | 0 | 0 | 0 | 0 | 0 | 0 | 0 | 0 | 0 | 0 | 0 | 0 | 0 | 0 | 0 | 0
C4.2 | New AMR meters introduced by companies for existing customers | Capex | £m | 3 | 0 | 0 | 0 | 0 | 0 | 0 | 0 | 0 | 0 | 0 | 0 | 0 | 0 | 0 | 0 | 0 | 0 | 0 | 0 | 0 | 0
C4.3 | New AMI meters introduced by companies for existing customers | Capex | £m | 3 | 0 | 0 | 0 | 0 | 0 | 0 | 13.0098 | 3.9351 | 3.186 | 4.2161 | 4.8979 | 14.6225 | 1.7915 | 1.9627 | 1.7528 | 1.8505 | 1.7371 | 1.7488 | 1.8417 | 1.669 | 0
C5 | New meters introduced by companies for existing customers | Opex | £m | 3 | 0 | 0 | 0 | 0 | 0 | 0 | 1.5763 | 1.6089 | 1.5747 | 1.5747 | 1.5747 | 7.8718 | 9.4166 | 9.1495 | 9.1495 | 9.1495 | 9.1495 | 9.1495 | 9.1495 | 9.1495 | 0
C5.1 | New basic meters introduced by companies for existing customers | Opex | £m | 3 | 0 | 0 | 0 | 0 | 0 | 0 | 0 | 0 | 0 | 0 | 0 | 0 | 0 | 0 | 0 | 0 | 0 | 0 | 0 | 0 | 0
C5.2 | New AMR meters introduced by companies for existing customers | Opex | £m | 3 | 0 | 0 | 0 | 0 | 0 | 0 | 0 | 0 | 0 | 0 | 0 | 0 | 0 | 0 | 0 | 0 | 0 | 0 | 0 | 0 | 0
C5.3 | New AMI meters introduced by companies for existing customers | Opex | £m | 3 | 0 | 0 | 0 | 0 | 0 | 0 | 1.5763 | 1.6089 | 1.5747 | 1.5747 | 1.5747 | 7.8718 | 9.4166 | 9.1495 | 9.1495 | 9.1495 | 9.1495 | 9.1495 | 9.1495 | 9.1495 | 0
C6 | New meters introduced by companies for existing customers | Totex | £m | 3 | 0 | 0 | 0 | 0 | 0 | 0 | 14.5861 | 5.544 | 4.7607 | 5.7908 | 6.4727 | 22.4943 | 11.2081 | 11.1123 | 10.9024 | 11 | 10.8866 | 10.8983 | 10.9913 | 10.8185 | 0
C7 | New meters for existing customers - business | Capex | £m | 3 | 0 | 0 | 0 | 0 | 0 | 0 | 0 | 0 | 0 | 0 | 0 | 0 | 0 | 0 | 0 | 0 | 0 | 0 | 0 | 0 | 0
C7.1 | New basic meters for existing customers - business | Capex | £m | 3 | 0 | 0 | 0 | 0 | 0 | 0 | 0 | 0 | 0 | 0 | 0 | 0 | 0 | 0 | 0 | 0 | 0 | 0 | 0 | 0 | 0
C7.2 | New AMR meters for existing customers - business | Capex | £m | 3 | 0 | 0 | 0 | 0 | 0 | 0 | 0 | 0 | 0 | 0 | 0 | 0 | 0 | 0 | 0 | 0 | 0 | 0 | 0 | 0 | 0
C7.3 | New AMI meters for existing customers - business | Capex | £m | 3 | 0 | 0 | 0 | 0 | 0 | 0 | 0 | 0 | 0 | 0 | 0 | 0 | 0 | 0 | 0 | 0 | 0 | 0 | 0 | 0 | 0
C8 | New meters for existing customers - business | Opex | £m | 3 | 0 | 0 | 0 | 0 | 0 | 0 | 0 | 0 | 0 | 0 | 0 | 0 | 0 | 0 | 0 | 0 | 0 | 0 | 0 | 0 | 0
C8.1 | New basic meters for existing customers - business | Opex | £m | 3 | 0 | 0 | 0 | 0 | 0 | 0 | 0 | 0 | 0 | 0 | 0 | 0 | 0 | 0 | 0 | 0 | 0 | 0 | 0 | 0 | 0
C8.2 | New AMR meters for existing customers - business | Opex | £m | 3 | 0 | 0 | 0 | 0 | 0 | 0 | 0 | 0 | 0 | 0 | 0 | 0 | 0 | 0 | 0 | 0 | 0 | 0 | 0 | 0 | 0
C8.3 | New AMI meters for existing customers - business | Opex | £m | 3 | 0 | 0 | 0 | 0 | 0 | 0 | 0 | 0 | 0 | 0 | 0 | 0 | 0 | 0 | 0 | 0 | 0 | 0 | 0 | 0 | 0
C9 | New basic meters for existing customers - business | Totex | £m | 3 | 0 | 0 | 0 | 0 | 0 | 0 | 0 | 0 | 0 | 0 | 0 | 0 | 0 | 0 | 0 | 0 | 0 | 0 | 0 | 0 | 0
C10 | Replacement of existing basic meters with AMR meters | Capex | £m | 3 | 0 | 0 | 0 | 0 | 0 | 0 | 0 | 0 | 0 | 0 | 0 | 0 | 0 | 0 | 0 | 0 | 0 | 0 | 0 | 0 | 0
C11 | Replacement of existing basic meters with AMI meters | Capex | £m | 3 | 0 | 0 | 0 | 0 | 0 | 0 | 0.90905 | 4.9234 | 8.3971 | 11.5051 | 13.5635 | 34.9991 | 5.5599 | 22.0561 | 1.6369 | 19.8547 | 8.7139 | 10.0726 | 18.8975 | 2.2476 | 0
C12 | Smart metering infrastructure | Capex | £m | 3 | 0 | 0 | 0 | 0 | 0 | 0 | 0.0032933 | 0.071118 | 0.23147 | 0.4665 | 0.77277 | 7.4798 | 0 | 0 | 0 | 0 | 0 | 0 | 0 | 0 | 0
C13 | Replacement of existing basic meters with AMR meters | Opex | £m | 3 | 0 | 0 | 0 | 0 | 0 | 0 | 0 | 0 | 0 | 0 | 0 | 0 | 0 | 0 | 0 | 0 | 0 | 0 | 0 | 0 | 0
C14 | Replacement of existing basic meters with AMI meters | Opex | £m | 3 | 0 | 0 | 0 | 0 | 0 | 0 | 0 | 0 | 0 | 0 | 0 | 0 | 0 | 0 | 0 | 0 | 0 | 0 | 0 | 0 | 0
C15 | Smart metering infrastructure | Opex | £m | 3 | 0 | 0 | 0 | 0 | 0 | 0 | 0 | 0 | 0 | 0 | 0 | 0 | 8.7202 | 8.7202 | 8.7202 | 8.7202 | 8.7202 | 8.7202 | 8.7202 | 8.7202 | 0
C16 | Replacement of existing basic meters with AMR meters | Totex | £m | 3 | 0 | 0 | 0 | 0 | 0 | 0 | 0 | 0 | 0 | 0 | 0 | 0 | 0 | 0 | 0 | 0 | 0 | 0 | 0 | 0 | 0
C17 | Replacement of existing basic meters with AMI meters | Totex | £m | 3 | 0 | 0 | 0 | 0 | 0 | 0 | 0.90905 | 4.9234 | 8.3971 | 11.5051 | 13.5635 | 34.9991 | 5.5599 | 22.0561 | 1.6369 | 19.8547 | 8.7139 | 10.0726 | 18.8975 | 2.2476 | 0
C18 | Smart metering infrastructure | Totex | £m | 3 | 0 | 0 | 0 | 0 | 0 | 0 | 0.0032933 | 0.071118 | 0.23147 | 0.4665 | 0.77277 | 7.4798 | 8.7202 | 8.7202 | 8.7202 | 8.7202 | 8.7202 | 8.7202 | 8.7202 | 8.7202 | 0
C19 | Total metering expenditure | Totex | £m | 3 | 0 | 0 | 0 | 0 | 0 | 0 | 15.4984 | 10.5385 | 13.3893 | 17.7624 | 20.8089 | 64.9732 | 25.4882 | 41.8886 | 21.2595 | 39.5749 | 28.3207 | 29.6911 | 38.6091 | 21.7864 | 0
Table 8d: Summary of total enhancement for programme consistent with RAG reporting requirements |  |  |  |  | Annual totals 2019-20: Annual totals | Five year totals
Reference | Expenditure element | Expenditure type | Unit | Decimal places | 2019-20 | 2020-21 | 2021-22 | 2022-23 | 2023-24 | 2024-25 | 2025-26 | 2026-27 | 2027-28 | 2028-29 | 2029-30 | 2030-31 to 2034-35 | 2035-36 to 2039-40 | 2040-41 to 2044-45 | 2045-46 to 2049-50 | 2050-51 to 2054-55 | 2055-56 to 2059-60 | 2060-61 to 2064-65 | 2065-66 to 2069-70 | 2070-71 to 2074-75 | 2075-76 to 2079-80
D1 | Total enhancement expenditure | Capex | £m | 3 | 0 | 0 | 0 | 0 | 0 | 0 | 14.3077 | 9.5482 | 12.6896 | 17.2417 | 20.4622 | 64.0346 | 42.9384 | 30.5299 | 9.2718 | 25.9086 | 10.451 | 19.9327 | 20.7393 | 4.1986
D2 | Total enhancement expenditure | Opex | £m | 3 | 0 | 0 | 0 | 0 | 0 | 0 | 1.5763 | 1.6089 | 1.5747 | 1.5747 | 1.5747 | 7.9048 | 19.3101 | 20.2004 | 21.8848 | 26.344 | 27.8494 | 28.9687 | 29.8666 | 31.074
D3 | Total enhancement expenditure | Totex | £m | 3 | 0 | 0 | 0 | 0 | 0 | 0 | 15.884 | 11.1571 | 14.2643 | 18.8164 | 22.037 | 71.9394 | 62.2485 | 50.7304 | 31.1566 | 52.2526 | 38.3003 | 48.9014 | 50.6059 | 35.2726
Table 8e: Summary of supply demand benefits for programme consistent with RAG reporting requirements |  |  |  |  | Annual totals 2019-20: Annual totals | Five year totals
Reference | Benefit element | Expenditure type | Unit | Decimal places | 2019-20 | 2020-21 | 2021-22 | 2022-23 | 2023-24 | 2024-25 | 2025-26 | 2026-27 | 2027-28 | 2028-29 | 2029-30 | 2030-31 to 2034-35 | 2035-36 to 2039-40 | 2040-41 to 2044-45 | 2045-46 to 2049-50 | 2050-51 to 2054-55 | 2055-56 to 2059-60 | 2060-61 to 2064-65 | 2065-66 to 2069-70 | 2070-71 to 2074-75 | 2075-76 to 2079-80
E1 | Supply-side improvements | Benefit | Ml/d | 2 | 0 | 0 | 0 | 0 | 0 | 0 | 0 | 0 | 0 | 0 | 0 | 0 | 0 | 45 | 0 | 0 | 50 | 0 | 0 | 0 | 0
E2 | Demand-side improvements (excluding leakage and metering) | Benefit | Ml/d | 2 | 0 | 0 | 0 | 0 | 0 | 0 | 0.8154 | 0.8752 | 1.2262 | 1.5014 | 1.7681 | 9.6961 | 9.5496 | 6.1651 | 4.474 | 0.4053 | 0.311 | 0.3109 | 0.3129 | 0.321 | 0
E3 | Leakage improvements | Benefit | Ml/d | 2 | 0 | 0 | 0 | 0 | 0 | 0 | 1.9954 | -0.3917 | 0.3573 | 1.0386 | 0.746 | 2.5628 | 1.7164 | 0.393 | 0.393 | 0.368 | 0.34 | 0.37 | 0.35 | 0.35 | 0
E4 | Internal interconnectors* | Benefit | Ml/d | 2 | 0 | 0 | 0 | 0 | 0 | 0 | 0 | 0 | 0 | 0 | 0 | 4.1 | 10 | 0 | 0 | 10 | 0 | 0 | 0 | 0 | 0
E5 | Metering improvements | Benefit | Ml/d | 2 | 0 | 0 | 0 | 0 | 0 | 0 | 0.4053 | 1.2735 | 1.9856 | 2.101 | 2.7309 | 8.6969 | 0 | 0 | 0 | 0 | 0 | 0 | 0 | 0 | 0
E5.1 | Benefits from new basic meter installations (household) | Benefit | Ml/d | 2 | 0 | 0 | 0 | 0 | 0 | 0 | 0 | 0 | 0 | 0 | 0 | 0 | 0 | 0 | 0 | 0 | 0 | 0 | 0 | 0 | 0
E5.2 | Benefits from new AMR meter installations (household) | Benefit | Ml/d | 2 | 0 | 0 | 0 | 0 | 0 | 0 | 0 | 0 | 0 | 0 | 0 | 0 | 0 | 0 | 0 | 0 | 0 | 0 | 0 | 0 | 0
E5.3 | Benefits from new AMI meter installations (household) | Benefit | Ml/d | 2 | 0 | 0 | 0 | 0 | 0 | 0 | 0.0313 | 0.1291 | 0.8047 | 1.3503 | 1.8792 | 5.9183 | 0 | 0 | 0 | 0 | 0 | 0 | 0 | 0 | 0
E5.4 | Benefits from replacing (or upgrading) existing basic meters with AMR meters (household) | Benefit | Ml/d | 2 | 0 | 0 | 0 | 0 | 0 | 0 | 0 | 0 | 0 | 0 | 0 | 0 | 0 | 0 | 0 | 0 | 0 | 0 | 0 | 0 | 0
E5.5 | Benefits from replacing (or upgrading) existing basic or AMR meters with AMI meters (household) | Benefit | Ml/d | 2 | 0 | 0 | 0 | 0 | 0 | 0 | 0 | 0.0223 | 0.1684 | 0.2864 | 0.4006 | 2.5255 | 0 | 0 | 0 | 0 | 0 | 0 | 0 | 0 | 0
E5.6 | Benefits from replacing (or upgrading) existing basic meters with AMR meters (non-household) | Benefit | Ml/d | 2 | 0 | 0 | 0 | 0 | 0 | 0 | 0 | 0 | 0 | 0 | 0 | 0 | 0 | 0 | 0 | 0 | 0 | 0 | 0 | 0 | 0
E5.7 | Benefits from replacing (or upgrading) existing basic or AMR meters with AMI meters (non-household) | Benefit | Ml/d | 2 | 0 | 0 | 0 | 0 | 0 | 0 | 0.374 | 1.1221 | 1.0125 | 0.4643 | 0.4511 | 0.2531 | 0 | 0 | 0 | 0 | 0 | 0 | 0 | 0 | 0
Table 8f: Summary of totex leakage expenditure for programme consistent with RAG reporting requirements |  |  |  |  | Annual totals 2019-20: Annual totals | Five year totals
Reference | Expenditure element | Expenditure type | Unit | Decimal places | 2019-20 | 2020-21 | 2021-22 | 2022-23 | 2023-24 | 2024-25 | 2025-26 | 2026-27 | 2027-28 | 2028-29 | 2029-30 | 2030-31 to 2034-35 | 2035-36 to 2039-40 | 2040-41 to 2044-45 | 2045-46 to 2049-50 | 2050-51 to 2054-55 | 2055-56 to 2059-60 | 2060-61 to 2064-65 | 2065-66 to 2069-70 | 2070-71 to 2074-75 | 2075-76 to 2079-80
F27 | Total leakage activity - Maintaining leakage | Totex | £m | 3 | bar: Annual totals 2019-20 to Annual totals 2024-25
F28 | Total leakage activity - Reducing leakage | Totex | £m | 3 | 0 | 0 | 0 | 0 | 0 | 0 | 0.38557 | 0.61859 | 0.87505 | 1.054 | 1.2281 | 3.7181 | 0 | 0 | 0 | 0 | 0 | 0 | 0 | 0
Water Company | Portsmouth Water | Version | jet-20240206-190500-st-hybrid-dy-w1-tree16.05-options-v67-gov-led-hybridcp2-ppp5-pwh15-har2-twd14-no-force-kni-no-force-less-2075-fix-bvp¦Situation 5 |  | Annual totals 2019-20: Back to title page
Planning Scenario | Alternative Plan 7 | NPV cost associated with plan (£m) | 284.1062
Table 8a: Summary Base Totex expenditure for programme consistent with RAG reporting requirements |  |  |  |  | Annual totals 2019-20: Annual totals | Five year totals
Reference | Expenditure element | Expenditure type | Unit | Decimal places | 2019-20 | 2020-21 | 2021-22 | 2022-23 | 2023-24 | 2024-25 | 2025-26 | 2026-27 | 2027-28 | 2028-29 | 2029-30 | 2030-31 to 2034-35 | 2035-36 to 2039-40 | 2040-41 to 2044-45 | 2045-46 to 2049-50 | 2050-51 to 2054-55 | 2055-56 to 2059-60 | 2060-61 to 2064-65 | 2065-66 to 2069-70 | 2070-71 to 2074-75 | 2075-76 to 2079-80
A1 | Totex increases (base) | Totex | £m | 3 | 0 | 1.593 | 0 | 0 | 0 | 0 | 3.4044 | 4.5975 | 4.3238 | 3.501 | 3.5548 | 16.717 | 18.7057 | 17.7918 | 17.5369 | 18.1591 | 18.3175 | 17.6434 | 18.6691 | 18.6326 | 0
A2 | Totex savings (base) | Totex | £m | 3 | 0 | 0 | 0 | 0 | 0 | 0 | 0 | 0 | 0 | 0 | 0 | 0 | 0 | 0 | 0 | 0 | 0 | 0 | 0 | 0 | 0
A3 | Total totex variance (base) | Totex | £m | 3 | 0 | 1.593 | 0 | 0 | 0 | 0 | 3.4044 | 4.5975 | 4.3238 | 3.501 | 3.5548 | 16.717 | 18.7057 | 17.7918 | 17.5369 | 18.1591 | 18.3175 | 17.6434 | 18.6691 | 18.6326 | 0
Table 8b: Summary of supply-demand balance enhancement expenditure for programme consistent with RAG reporting requirements |  |  |  |  | Annual totals 2019-20: Annual totals | Five year totals
Reference | Expenditure element | Expenditure type | Unit | Decimal places | 2019-20 | 2020-21 | 2021-22 | 2022-23 | 2023-24 | 2024-25 | 2025-26 | 2026-27 | 2027-28 | 2028-29 | 2029-30 | 2030-31 to 2034-35 | 2035-36 to 2039-40 | 2040-41 to 2044-45 | 2045-46 to 2049-50 | 2050-51 to 2054-55 | 2055-56 to 2059-60 | 2060-61 to 2064-65 | 2065-66 to 2069-70 | 2070-71 to 2074-75 | 2075-76 to 2079-80
B1 | Supply-side improvements | Capex | £m | 3 | 0 | 0 | 0 | 0 | 0 | 0 | 0 | 0 | 0 | 0 | 0 | 6.3811 | 25.5245 | 0 | 0 | 0 | 6.0515 | 0 | 0 | 0 | 0
B2 | Supply-side improvements | Opex | £m | 3 | 0 | 0 | 0 | 0 | 0 | 0 | 0 | 0 | 0 | 0 | 0 | 0 | 0.077075 | 0.49188 | 0.60871 | 0.59103 | 0.53727 | 0.57482 | 0.5798 | 0.77442 | 0
B3 | Supply-side improvements | Totex | £m | 3 | 0 | 0 | 0 | 0 | 0 | 0 | 0 | 0 | 0 | 0 | 0 | 6.3811 | 25.6016 | 0.49188 | 0.60871 | 0.59103 | 6.5888 | 0.57482 | 0.5798 | 0.77442 | 0
B4 | Demand-side improvements (excl. leakage and metering) | Capex | £m | 3 | 0 | 0 | 0 | 0 | 0 | 0 | 0 | 0 | 0 | 0 | 0 | 0 | 0 | 0 | 0 | 0 | 0 | 0 | 0 | 0 | 0
B5 | Demand-side improvements (excl. leakage and metering) | Opex | £m | 3 | 0 | 0 | 0 | 0 | 0 | 0 | 0 | 0 | 0 | 0 | 0 | 0 | 0 | 0 | 0 | 0 | 0 | 0 | 0 | 0 | 0
B6 | Demand-side improvements (excl. leakage and metering) | Totex | £m | 3 | 0 | 0 | 0 | 0 | 0 | 0 | 0 | 0 | 0 | 0 | 0 | 0 | 0 | 0 | 0 | 0 | 0 | 0 | 0 | 0 | 0
B7 | Leakage improvements | Capex | £m | 3 | 0 | 0 | 0 | 0 | 0 | 0 | 0.38557 | 0.61859 | 0.87505 | 1.054 | 1.2281 | 3.7181 | 0 | 0 | 0 | 0 | 0 | 0 | 0 | 0 | 0
B8 | Leakage improvements | Opex | £m | 3 | 0 | 0 | 0 | 0 | 0 | 0 | 0 | 0 | 0 | 0 | 0 | 0 | 0 | 0 | 0 | 0 | 0 | 0 | 0 | 0 | 0
B9 | Leakage improvements | Totex | £m | 3 | 0 | 0 | 0 | 0 | 0 | 0 | 0.38557 | 0.61859 | 0.87505 | 1.054 | 1.2281 | 3.7181 | 0 | 0 | 0 | 0 | 0 | 0 | 0 | 0 | 0
B10 | Internal interconnectors | Capex | £m | 3 | 0 | 0 | 0 | 0 | 0 | 0 | 0 | 0 | 0 | 0 | 0 | 0.69953 | 0 | 0.13001 | 0 | 0.282 | 0 | 0.13001 | 0 | 0.282 | 0
B11 | Internal interconnectors | Opex | £m | 3 | 0 | 0 | 0 | 0 | 0 | 0 | 0 | 0 | 0 | 0 | 0 | 0.033027 | 0.082567 | 0.082567 | 0.082567 | 0.082567 | 0.082567 | 0.082567 | 0.082567 | 0.082567 | 0
B12 | Internal interconnectors | Totex | £m | 3 | 0 | 0 | 0 | 0 | 0 | 0 | 0 | 0 | 0 | 0 | 0 | 0.73255 | 0.082567 | 0.21257 | 0.082567 | 0.36456 | 0.082567 | 0.21257 | 0.082567 | 0.36456 | 0
B13 | Strategic regional water resources | Capex | £m | 3 | 0 | 0 | 0 | 0 | 0 | 0 | 0 | 0 | 0 | 0 | 0 | 0 | 0 | 0 | 0 | 0 | 0 | 0 | 0 | 0 | 0
B14 | Strategic regional water resources | Opex | £m | 3 | 0 | 0 | 0 | 0 | 0 | 0 | 0 | 0 | 0 | 0 | 0 | 0 | 0 | 0 | 0 | 0 | 0 | 0 | 0 | 0 | 0
B15 | Strategic regional water resources | Totex | £m | 3 | 0 | 0 | 0 | 0 | 0 | 0 | 0 | 0 | 0 | 0 | 0 | 0 | 0 | 0 | 0 | 0 | 0 | 0 | 0 | 0 | 0
B16 | Total supply demand expenditure | Totex | £m | 3 | 0 | 0 | 0 | 0 | 0 | 0 | 0.38557 | 0.61859 | 0.87505 | 1.054 | 1.2281 | 10.8318 | 25.6841 | 0.70446 | 0.69128 | 0.95559 | 6.6713 | 0.7874 | 0.66237 | 1.139 | 0
Table 8c: Summary of metering enhancement expenditure for programme consistent with RAG reporting requirements |  |  |  |  | Annual totals 2019-20: Annual totals | Five year totals
Reference | Expenditure element | Expenditure type | Unit | Decimal places | 2019-20 | 2020-21 | 2021-22 | 2022-23 | 2023-24 | 2024-25 | 2025-26 | 2026-27 | 2027-28 | 2028-29 | 2029-30 | 2030-31 to 2034-35 | 2035-36 to 2039-40 | 2040-41 to 2044-45 | 2045-46 to 2049-50 | 2050-51 to 2054-55 | 2055-56 to 2059-60 | 2060-61 to 2064-65 | 2065-66 to 2069-70 | 2070-71 to 2074-75 | 2075-76 to 2079-80
C1 | New meters requested by existing customers (optants) | Capex | £m | 3 | 0 | 0 | 0 | 0 | 0 | 0 | 0 | 0 | 0 | 0 | 0 | 0 | 0 | 0 | 0 | 0 | 0 | 0 | 0 | 0 | 0
C1.1 | New basic meters requested by existing customers (optants) | Capex | £m | 3 | 0 | 0 | 0 | 0 | 0 | 0 | 0 | 0 | 0 | 0 | 0 | 0 | 0 | 0 | 0 | 0 | 0 | 0 | 0 | 0 | 0
C1.2 | New AMR meters requested by existing customers (optants) | Capex | £m | 3 | 0 | 0 | 0 | 0 | 0 | 0 | 0 | 0 | 0 | 0 | 0 | 0 | 0 | 0 | 0 | 0 | 0 | 0 | 0 | 0 | 0
C1.3 | New AMI meters requested by existing customers (optants) | Capex | £m | 3 | 0 | 0 | 0 | 0 | 0 | 0 | 0 | 0 | 0 | 0 | 0 | 0 | 0 | 0 | 0 | 0 | 0 | 0 | 0 | 0 | 0
C2 | New meters requested by existing customers (optants) | Opex | £m | 3 | 0 | 0 | 0 | 0 | 0 | 0 | 0 | 0 | 0 | 0 | 0 | 0 | 0 | 0 | 0 | 0 | 0 | 0 | 0 | 0 | 0
C2.1 | New basic meters requested by existing customers (optants) | Opex | £m | 3 | 0 | 0 | 0 | 0 | 0 | 0 | 0 | 0 | 0 | 0 | 0 | 0 | 0 | 0 | 0 | 0 | 0 | 0 | 0 | 0 | 0
C2.2 | New AMR meters requested by existing customers (optants) | Opex | £m | 3 | 0 | 0 | 0 | 0 | 0 | 0 | 0 | 0 | 0 | 0 | 0 | 0 | 0 | 0 | 0 | 0 | 0 | 0 | 0 | 0 | 0
C2.3 | New AMI meters requested by existing customers (optants) | Opex | £m | 3 | 0 | 0 | 0 | 0 | 0 | 0 | 0 | 0 | 0 | 0 | 0 | 0 | 0 | 0 | 0 | 0 | 0 | 0 | 0 | 0 | 0
C3 | New meters requested by existing customers (optants) | Totex | £m | 3 | 0 | 0 | 0 | 0 | 0 | 0 | 0 | 0 | 0 | 0 | 0 | 0 | 0 | 0 | 0 | 0 | 0 | 0 | 0 | 0 | 0
C4 | New meters introduced by companies for existing customers | Capex | £m | 3 | 0 | 0 | 0 | 0 | 0 | 0 | 13.0098 | 3.9351 | 3.186 | 4.2161 | 4.8979 | 14.6225 | 1.7915 | 1.9627 | 1.7528 | 1.8505 | 1.7371 | 1.7488 | 1.8417 | 1.669 | 0
C4.1 | New basic meters introduced by companies for existing customers | Capex | £m | 3 | 0 | 0 | 0 | 0 | 0 | 0 | 0 | 0 | 0 | 0 | 0 | 0 | 0 | 0 | 0 | 0 | 0 | 0 | 0 | 0 | 0
C4.2 | New AMR meters introduced by companies for existing customers | Capex | £m | 3 | 0 | 0 | 0 | 0 | 0 | 0 | 0 | 0 | 0 | 0 | 0 | 0 | 0 | 0 | 0 | 0 | 0 | 0 | 0 | 0 | 0
C4.3 | New AMI meters introduced by companies for existing customers | Capex | £m | 3 | 0 | 0 | 0 | 0 | 0 | 0 | 13.0098 | 3.9351 | 3.186 | 4.2161 | 4.8979 | 14.6225 | 1.7915 | 1.9627 | 1.7528 | 1.8505 | 1.7371 | 1.7488 | 1.8417 | 1.669 | 0
C5 | New meters introduced by companies for existing customers | Opex | £m | 3 | 0 | 0 | 0 | 0 | 0 | 0 | 1.5763 | 1.6089 | 1.5747 | 1.5747 | 1.5747 | 7.8718 | 9.4166 | 9.1495 | 9.1495 | 9.1495 | 9.1495 | 9.1495 | 9.1495 | 9.1495 | 0
C5.1 | New basic meters introduced by companies for existing customers | Opex | £m | 3 | 0 | 0 | 0 | 0 | 0 | 0 | 0 | 0 | 0 | 0 | 0 | 0 | 0 | 0 | 0 | 0 | 0 | 0 | 0 | 0 | 0
C5.2 | New AMR meters introduced by companies for existing customers | Opex | £m | 3 | 0 | 0 | 0 | 0 | 0 | 0 | 0 | 0 | 0 | 0 | 0 | 0 | 0 | 0 | 0 | 0 | 0 | 0 | 0 | 0 | 0
C5.3 | New AMI meters introduced by companies for existing customers | Opex | £m | 3 | 0 | 0 | 0 | 0 | 0 | 0 | 1.5763 | 1.6089 | 1.5747 | 1.5747 | 1.5747 | 7.8718 | 9.4166 | 9.1495 | 9.1495 | 9.1495 | 9.1495 | 9.1495 | 9.1495 | 9.1495 | 0
C6 | New meters introduced by companies for existing customers | Totex | £m | 3 | 0 | 0 | 0 | 0 | 0 | 0 | 14.5861 | 5.544 | 4.7607 | 5.7908 | 6.4727 | 22.4943 | 11.2081 | 11.1123 | 10.9024 | 11 | 10.8866 | 10.8983 | 10.9913 | 10.8185 | 0
C7 | New meters for existing customers - business | Capex | £m | 3 | 0 | 0 | 0 | 0 | 0 | 0 | 0 | 0 | 0 | 0 | 0 | 0 | 0 | 0 | 0 | 0 | 0 | 0 | 0 | 0 | 0
C7.1 | New basic meters for existing customers - business | Capex | £m | 3 | 0 | 0 | 0 | 0 | 0 | 0 | 0 | 0 | 0 | 0 | 0 | 0 | 0 | 0 | 0 | 0 | 0 | 0 | 0 | 0 | 0
C7.2 | New AMR meters for existing customers - business | Capex | £m | 3 | 0 | 0 | 0 | 0 | 0 | 0 | 0 | 0 | 0 | 0 | 0 | 0 | 0 | 0 | 0 | 0 | 0 | 0 | 0 | 0 | 0
C7.3 | New AMI meters for existing customers - business | Capex | £m | 3 | 0 | 0 | 0 | 0 | 0 | 0 | 0 | 0 | 0 | 0 | 0 | 0 | 0 | 0 | 0 | 0 | 0 | 0 | 0 | 0 | 0
C8 | New meters for existing customers - business | Opex | £m | 3 | 0 | 0 | 0 | 0 | 0 | 0 | 0 | 0 | 0 | 0 | 0 | 0 | 0 | 0 | 0 | 0 | 0 | 0 | 0 | 0 | 0
C8.1 | New basic meters for existing customers - business | Opex | £m | 3 | 0 | 0 | 0 | 0 | 0 | 0 | 0 | 0 | 0 | 0 | 0 | 0 | 0 | 0 | 0 | 0 | 0 | 0 | 0 | 0 | 0
C8.2 | New AMR meters for existing customers - business | Opex | £m | 3 | 0 | 0 | 0 | 0 | 0 | 0 | 0 | 0 | 0 | 0 | 0 | 0 | 0 | 0 | 0 | 0 | 0 | 0 | 0 | 0 | 0
C8.3 | New AMI meters for existing customers - business | Opex | £m | 3 | 0 | 0 | 0 | 0 | 0 | 0 | 0 | 0 | 0 | 0 | 0 | 0 | 0 | 0 | 0 | 0 | 0 | 0 | 0 | 0 | 0
C9 | New basic meters for existing customers - business | Totex | £m | 3 | 0 | 0 | 0 | 0 | 0 | 0 | 0 | 0 | 0 | 0 | 0 | 0 | 0 | 0 | 0 | 0 | 0 | 0 | 0 | 0 | 0
C10 | Replacement of existing basic meters with AMR meters | Capex | £m | 3 | 0 | 0 | 0 | 0 | 0 | 0 | 0 | 0 | 0 | 0 | 0 | 0 | 0 | 0 | 0 | 0 | 0 | 0 | 0 | 0 | 0
C11 | Replacement of existing basic meters with AMI meters | Capex | £m | 3 | 0 | 0 | 0 | 0 | 0 | 0 | 0.90905 | 4.9234 | 8.3971 | 11.5051 | 13.5635 | 34.9991 | 5.5599 | 22.0561 | 1.6369 | 19.8547 | 8.7139 | 10.0726 | 18.8975 | 2.2476 | 0
C12 | Smart metering infrastructure | Capex | £m | 3 | 0 | 0 | 0 | 0 | 0 | 0 | 0.0032933 | 0.071118 | 0.23147 | 0.4665 | 0.77277 | 7.4798 | 0 | 0 | 0 | 0 | 0 | 0 | 0 | 0 | 0
C13 | Replacement of existing basic meters with AMR meters | Opex | £m | 3 | 0 | 0 | 0 | 0 | 0 | 0 | 0 | 0 | 0 | 0 | 0 | 0 | 0 | 0 | 0 | 0 | 0 | 0 | 0 | 0 | 0
C14 | Replacement of existing basic meters with AMI meters | Opex | £m | 3 | 0 | 0 | 0 | 0 | 0 | 0 | 0 | 0 | 0 | 0 | 0 | 0 | 0 | 0 | 0 | 0 | 0 | 0 | 0 | 0 | 0
C15 | Smart metering infrastructure | Opex | £m | 3 | 0 | 0 | 0 | 0 | 0 | 0 | 0 | 0 | 0 | 0 | 0 | 0 | 8.7202 | 8.7202 | 8.7202 | 8.7202 | 8.7202 | 8.7202 | 8.7202 | 8.7202 | 0
C16 | Replacement of existing basic meters with AMR meters | Totex | £m | 3 | 0 | 0 | 0 | 0 | 0 | 0 | 0 | 0 | 0 | 0 | 0 | 0 | 0 | 0 | 0 | 0 | 0 | 0 | 0 | 0 | 0
C17 | Replacement of existing basic meters with AMI meters | Totex | £m | 3 | 0 | 0 | 0 | 0 | 0 | 0 | 0.90905 | 4.9234 | 8.3971 | 11.5051 | 13.5635 | 34.9991 | 5.5599 | 22.0561 | 1.6369 | 19.8547 | 8.7139 | 10.0726 | 18.8975 | 2.2476 | 0
C18 | Smart metering infrastructure | Totex | £m | 3 | 0 | 0 | 0 | 0 | 0 | 0 | 0.0032933 | 0.071118 | 0.23147 | 0.4665 | 0.77277 | 7.4798 | 8.7202 | 8.7202 | 8.7202 | 8.7202 | 8.7202 | 8.7202 | 8.7202 | 8.7202 | 0
C19 | Total metering expenditure | Totex | £m | 3 | 0 | 0 | 0 | 0 | 0 | 0 | 15.4984 | 10.5385 | 13.3893 | 17.7624 | 20.8089 | 64.9732 | 25.4882 | 41.8886 | 21.2595 | 39.5749 | 28.3207 | 29.6911 | 38.6091 | 21.7864 | 0
Table 8d: Summary of total enhancement for programme consistent with RAG reporting requirements |  |  |  |  | Annual totals 2019-20: Annual totals | Five year totals
Reference | Expenditure element | Expenditure type | Unit | Decimal places | 2019-20 | 2020-21 | 2021-22 | 2022-23 | 2023-24 | 2024-25 | 2025-26 | 2026-27 | 2027-28 | 2028-29 | 2029-30 | 2030-31 to 2034-35 | 2035-36 to 2039-40 | 2040-41 to 2044-45 | 2045-46 to 2049-50 | 2050-51 to 2054-55 | 2055-56 to 2059-60 | 2060-61 to 2064-65 | 2065-66 to 2069-70 | 2070-71 to 2074-75 | 2075-76 to 2079-80
D1 | Total enhancement expenditure | Capex | £m | 3 | 0 | 0 | 0 | 0 | 0 | 0 | 14.3077 | 9.5482 | 12.6896 | 17.2417 | 20.4622 | 67.9001 | 32.8759 | 24.1488 | 3.3897 | 21.9872 | 16.5025 | 11.9513 | 20.7393 | 4.1986
D2 | Total enhancement expenditure | Opex | £m | 3 | 0 | 0 | 0 | 0 | 0 | 0 | 1.5763 | 1.6089 | 1.5747 | 1.5747 | 1.5747 | 7.9048 | 18.2964 | 18.4442 | 18.5611 | 18.5434 | 18.4896 | 18.5272 | 18.5321 | 18.7268
D3 | Total enhancement expenditure | Totex | £m | 3 | 0 | 0 | 0 | 0 | 0 | 0 | 15.884 | 11.1571 | 14.2643 | 18.8164 | 22.037 | 75.805 | 51.1724 | 42.593 | 21.9508 | 40.5305 | 34.9921 | 30.4785 | 39.2714 | 22.9254
Table 8e: Summary of supply demand benefits for programme consistent with RAG reporting requirements |  |  |  |  | Annual totals 2019-20: Annual totals | Five year totals
Reference | Benefit element | Expenditure type | Unit | Decimal places | 2019-20 | 2020-21 | 2021-22 | 2022-23 | 2023-24 | 2024-25 | 2025-26 | 2026-27 | 2027-28 | 2028-29 | 2029-30 | 2030-31 to 2034-35 | 2035-36 to 2039-40 | 2040-41 to 2044-45 | 2045-46 to 2049-50 | 2050-51 to 2054-55 | 2055-56 to 2059-60 | 2060-61 to 2064-65 | 2065-66 to 2069-70 | 2070-71 to 2074-75 | 2075-76 to 2079-80
E1 | Supply-side improvements | Benefit | Ml/d | 2 | 0 | 0 | 0 | 0 | 0 | 0 | 0 | 0 | 0 | 0 | 0 | 0 | 45 | 0 | 0 | 0 | 50 | 0 | 0 | 0 | 0
E2 | Demand-side improvements (excluding leakage and metering) | Benefit | Ml/d | 2 | 0 | 0 | 0 | 0 | 0 | 0 | 0.8154 | 0.8752 | 1.2262 | 1.5014 | 1.7681 | 9.6961 | 9.5496 | 6.1651 | 4.474 | 0.4053 | 0.311 | 0.3109 | 0.3129 | 0.321 | 0
E3 | Leakage improvements | Benefit | Ml/d | 2 | 0 | 0 | 0 | 0 | 0 | 0 | 1.9954 | -0.3917 | 0.3573 | 1.0386 | 0.746 | 2.5628 | 1.7164 | 0.393 | 0.393 | 0.368 | 0.34 | 0.37 | 0.35 | 0.35 | 0
E4 | Internal interconnectors* | Benefit | Ml/d | 2 | 0 | 0 | 0 | 0 | 0 | 0 | 0 | 0 | 0 | 0 | 0 | 4.1 | 0 | 0 | 0 | 0 | 0 | 0 | 0 | 0 | 0
E5 | Metering improvements | Benefit | Ml/d | 2 | 0 | 0 | 0 | 0 | 0 | 0 | 0.4053 | 1.2735 | 1.9856 | 2.101 | 2.7309 | 8.6969 | 0 | 0 | 0 | 0 | 0 | 0 | 0 | 0 | 0
E5.1 | Benefits from new basic meter installations (household) | Benefit | Ml/d | 2 | 0 | 0 | 0 | 0 | 0 | 0 | 0 | 0 | 0 | 0 | 0 | 0 | 0 | 0 | 0 | 0 | 0 | 0 | 0 | 0 | 0
E5.2 | Benefits from new AMR meter installations (household) | Benefit | Ml/d | 2 | 0 | 0 | 0 | 0 | 0 | 0 | 0 | 0 | 0 | 0 | 0 | 0 | 0 | 0 | 0 | 0 | 0 | 0 | 0 | 0 | 0
E5.3 | Benefits from new AMI meter installations (household) | Benefit | Ml/d | 2 | 0 | 0 | 0 | 0 | 0 | 0 | 0.0313 | 0.1291 | 0.8047 | 1.3503 | 1.8792 | 5.9183 | 0 | 0 | 0 | 0 | 0 | 0 | 0 | 0 | 0
E5.4 | Benefits from replacing (or upgrading) existing basic meters with AMR meters (household) | Benefit | Ml/d | 2 | 0 | 0 | 0 | 0 | 0 | 0 | 0 | 0 | 0 | 0 | 0 | 0 | 0 | 0 | 0 | 0 | 0 | 0 | 0 | 0 | 0
E5.5 | Benefits from replacing (or upgrading) existing basic or AMR meters with AMI meters (household) | Benefit | Ml/d | 2 | 0 | 0 | 0 | 0 | 0 | 0 | 0 | 0.0223 | 0.1684 | 0.2864 | 0.4006 | 2.5255 | 0 | 0 | 0 | 0 | 0 | 0 | 0 | 0 | 0
E5.6 | Benefits from replacing (or upgrading) existing basic meters with AMR meters (non-household) | Benefit | Ml/d | 2 | 0 | 0 | 0 | 0 | 0 | 0 | 0 | 0 | 0 | 0 | 0 | 0 | 0 | 0 | 0 | 0 | 0 | 0 | 0 | 0 | 0
E5.7 | Benefits from replacing (or upgrading) existing basic or AMR meters with AMI meters (non-household) | Benefit | Ml/d | 2 | 0 | 0 | 0 | 0 | 0 | 0 | 0.374 | 1.1221 | 1.0125 | 0.4643 | 0.4511 | 0.2531 | 0 | 0 | 0 | 0 | 0 | 0 | 0 | 0 | 0
Table 8f: Summary of totex leakage expenditure for programme consistent with RAG reporting requirements |  |  |  |  | Annual totals 2019-20: Annual totals | Five year totals
Reference | Expenditure element | Expenditure type | Unit | Decimal places | 2019-20 | 2020-21 | 2021-22 | 2022-23 | 2023-24 | 2024-25 | 2025-26 | 2026-27 | 2027-28 | 2028-29 | 2029-30 | 2030-31 to 2034-35 | 2035-36 to 2039-40 | 2040-41 to 2044-45 | 2045-46 to 2049-50 | 2050-51 to 2054-55 | 2055-56 to 2059-60 | 2060-61 to 2064-65 | 2065-66 to 2069-70 | 2070-71 to 2074-75 | 2075-76 to 2079-80
F27 | Total leakage activity - Maintaining leakage | Totex | £m | 3
F28 | Total leakage activity - Reducing leakage | Totex | £m | 3 | 0 | 0 | 0 | 0 | 0 | 0 | 0.38557 | 0.61859 | 0.87505 | 1.054 | 1.2281 | 3.7181 | 0 | 0 | 0 | 0 | 0 | 0 | 0 | 0
Note: Price base is 2020/21

## Option Typs_Grps2
Option Type | Option Group | COMPANY | WRZ_NAME | RZ_ID | WC id | WRZ id | Combined id
Aquifer recharge/Aquifer storage recovery | Resource Options | Affinity Water | 1 Misbourne | 63 | AFW | MS1 | AFWMS1
Catchment management | Resource Options | Affinity Water | 2 Colne | 62 | AFW | CN2 | AFWCN2
Conjunctive use | Resource Options | Affinity Water | 3 Lee | 61 | AFW | LE3 | AFWLE3
Desalination | Resource Options | Affinity Water | 4 Pinn | 64 | AFW | PN4 | AFWPN4
Drought permits/orders | Resource Options | Affinity Water | 5 Stort | 60 | AFW | ST5 | AFWST5
External raw water bulk supply/transfer | Resource Options | Affinity Water | 6 Wey | 65 | AFW | WY6 | AFWWY6
Groundwater enhancement | Resource Options | Affinity Water | 7 Dour | 66 | AFW | DR7 | AFWDR7
Internal raw water transfer | Resource Options | Affinity Water | 8 Brett | 59 | AFW | BR8 | AFWBR8
International import | Resource Options | Anglian Water | Essex Central |  | AWS | EXC | AWSEXC
Licence trading | Resource Options | Anglian Water | Essex South |  | AWS | EXS | AWSEXS
New groundwater | Resource Options | Anglian Water | Fenland |  | AWS | FND | AWSFND
New reservoir | Resource Options | Anglian Water | Hartlepool |  | AWS | HPL | AWSHPL
New surface water | Resource Options | Anglian Water | Lincolnshire Bourne |  | AWS | LNB | AWSLNB
New technology | Resource Options | Anglian Water | Lincolnshire Central |  | AWS | LNC | AWSLNC
New water treatment works | Resource Options | Anglian Water | Lincolnshire East |  | AWS | LNE | AWSLNE
Reduction of raw water losses | Resource Options | Anglian Water | Lincolnshire Retford and Gainsborough |  | AWS | LNN | AWSLNN
Reservoir enlargement | Resource Options | Anglian Water | Norfolk Aylsham |  | AWS | NAY | AWSNAY
Surface water enhancement | Resource Options | Anglian Water | Norfolk Bradenham |  | AWS | NBR | AWSNBR
Water reuse | Resource Options | Anglian Water | Norfolk East Dereham |  | AWS | NED | AWSNED
New/Enhanced pumping station | Production Options | Anglian Water | Norfolk East Harling |  | AWS | NEH | AWSNEH
Outage reduction | Production Options | Anglian Water | Norfolk Happisburgh |  | AWS | NHA | AWSNHA
Water treatment works capacity increase | Production Options | Anglian Water | Norfolk Harleston |  | AWS | NHL | AWSNHL
Water treatment works loss recovery | Production Options | Anglian Water | Norfolk North Coast |  | AWS | NNC | AWSNNC
Active leakage management | Distribution Options | Anglian Water | Norfolk Norwich & the Broads |  | AWS | NTB | AWSNTB
External potable bulk supply/transfer | Distribution Options | Anglian Water | Norfolk Wymondham |  | AWS | NWY | AWSNWY
Internal potable transfer | Distribution Options | Anglian Water | Ruthamford Central |  | AWS | RTC | AWSRTC
Mains replacement (not trunk mains) | Distribution Options | Anglian Water | Ruthamford North |  | AWS | RTN | AWSRTN
Other leakage control | Distribution Options | Anglian Water | Ruthamford South |  | AWS | RTS | AWSRTS
Pressure management | Distribution Options | Anglian Water | Ruthamford West |  | AWS | RTW | AWSRTW
Trunk mains renewal/new | Distribution Options | Anglian Water | South Humber Bank |  | AWS | SHB | AWSSHB
Change in levels of service | Customer Options | Anglian Water | Suffolk East |  | AWS | SUE | AWSSUE
Household water audit | Customer Options | Anglian Water | Suffolk Ixworth |  | AWS | SUI | AWSSUI
Household water recycling | Customer Options | Anglian Water | Suffolk Sudbury |  | AWS | SUS | AWSSUS
Metering change of occupancy | Customer Options | Anglian Water | Suffolk Thetford |  | AWS | SUT | AWSSUT
Metering compulsory | Customer Options | Anglian Water | Suffolk West & Cambs |  | AWS | SWC | AWSSWC
Metering optants | Customer Options | Bristol Water | Bristol | 97 | BWX | BRS | BWXBRS
Metering other selective | Customer Options | Cambridge Water | Cambridge | 54 | CAM | CAM | CAMCAM
Non-household water audit | Customer Options | Dwr Cymru Welsh Water | Alwen /Dee | 203 | DCW | ALW | DCWALW
Other water efficiency | Customer Options | Dwr Cymru Welsh Water | Bala | 209 | DCW | BAL | DCWBAL
Rainwater harvesting | Customer Options | Dwr Cymru Welsh Water | Blaenau Ffestiniog | 208 | DCW | BFF | DCWBFF
Retrofitting indoor water efficiency devices | Customer Options | Dwr Cymru Welsh Water | Brecon | 221 | DCW | BCN | DCWBCN
Supply pipe repairs / replacement | Customer Options | Dwr Cymru Welsh Water | Clwyd Coastal | 204 | DCW | CCT | DCWCCT
Tariff | Customer Options | Dwr Cymru Welsh Water | Dyffryn Conwy | 205 | DCW | CWY | DCWCWY
Water efficiency customer education / awareness | Customer Options | Dwr Cymru Welsh Water | Elan/Builth Wells | 215 | DCW | EBW | DCWEBW
Drought - water use restrictions | Customer Options | Dwr Cymru Welsh Water | Harlech/Barmouth | 210 | DCW | HBA | DCWHBA
|  | Dwr Cymru Welsh Water | Hereford C.U. System | 217 | DCW | HRF | DCWHRF
|  | Dwr Cymru Welsh Water | Lleyn | 207 | DCW | LLN | DCWLLN
|  | Dwr Cymru Welsh Water | Llyswen | 220 | DCW | LYW | DCWLYW
|  | Dwr Cymru Welsh Water | Mid & South Ceredigion | 214 | DCW | MSC | DCWMSC
|  | Dwr Cymru Welsh Water | Monmouth | 226 | DCW | MNM | DCWMNM
|  | Dwr Cymru Welsh Water | North Ceredigion | 213 | DCW | NTC | DCWNTC
|  | Dwr Cymru Welsh Water | North Eryri / Ynys Mon | 206 | DCW | NTE | DCWNTE
|  | Dwr Cymru Welsh Water | Pembrokeshire | 223 | DCW | PBK | DCWPBK
|  | Dwr Cymru Welsh Water | Pilleth | 216 | DCW | PLH | DCWPLH
|  | Dwr Cymru Welsh Water | Ross-on-Wye | 225 | DCW | ROW | DCWROW
|  | Dwr Cymru Welsh Water | SE Wales C.U. System | 224 | DCW | SEW | DCWSEW
|  | Dwr Cymru Welsh Water | South Meirionydd | 211 | DCW | SMR | DCWSMR
|  | Dwr Cymru Welsh Water | Tywi C.U. System | 222 | DCW | TYW | DCWTYW
|  | Dwr Cymru Welsh Water | Tywyn / Aberdyfi | 212 | DCW | TYN | DCWTYN
|  | Dwr Cymru Welsh Water | Vowchurch | 219 | DCW | VWH | DCWVWH
|  | Dwr Cymru Welsh Water | Whitbourne | 218 | DCW | WTB | DCWWTB
|  | Essex and Suffolk Water | Blyth | 56 | ESW | BLY | ESWBLY
|  | Essex and Suffolk Water | Essex | 58 | ESW | ESX | ESWESX
|  | Essex and Suffolk Water | Hartismere | 57 | ESW | HRT | ESWHRT
|  | Essex and Suffolk Water | Northern Central | 55 | ESW | NCT | ESWNCT
|  | Hafren dyfrdwy | Llandinam and Llanwrin | 50 | HDD | LAL | HDDLAL
|  | Hafren dyfrdwy | Llanfyllin |  | HDD | LLF | HDDLLF
|  | Hafren dyfrdwy | Saltney |  | HDD | SAL | HDDSAL
|  | Hafren dyfrdwy | Wrexham | 202 | HDD | WRX | HDDWRX
|  | Northumbrian Water | Berwick-Fowberry | 1 | NWL | BWF | NWLBWF
|  | Northumbrian Water | Kielder | 2 | NWL | KLD | NWLKLD
|  | Portsmouth Water | Portsmouth | 96 | PWS | PRT | PWSPRT
|  | SES Water | SES Water | 95 | SES | SES | SESSES
|  | Severn Trent Water | Bishops Castle | 51 | SVT | BCS | SVTBCS
|  | Severn Trent Water | Chester | 92 | SVT | CHS | SVTCHS
|  | Severn Trent Water | Forest and Stroud | 52 | SVT | FAS | SVTFAS
|  | Severn Trent Water | Kinsall | 47 | SVT | KSL | SVTKSL
|  | Severn Trent Water | Mardy | 48 | SVT | MDY | SVTMDY
|  | Severn Trent Water | Newark | 39 | SVT | NWK | SVTNWK
|  | Severn Trent Water | North Staffs | 42 | SVT | NST | SVTNST
|  | Severn Trent Water | Rutland | 40 | SVT | RTL | SVTRTL
|  | Severn Trent Water | Ruyton | 49 | SVT | RYN | SVTRYN
|  | Severn Trent Water | Shelton | 44 | SVT | SHN | SVTSHN
|  | Severn Trent Water | Stafford | 43 | SVT | STF | SVTSTF
|  | Severn Trent Water | SvT - Nottinghamshire | 38 | SVT | NTT | SVTNTT
|  | Severn Trent Water | SvT- Strategic Grid | 41 | SVT | SGD | SVTSGD
|  | Severn Trent Water | Whitchurch and Wem | 46 | SVT | WAW | SVTWAW
|  | Severn Trent Water | Wolverhampton | 45 | SVT | WVH | SVTWVH
|  | South East Water | Tunbridge Wells (1) | 91 | SEW | TW1 | SEWTW1
|  | South East Water | Haywards Heath (2) | 92 | SEW | HH2 | SEWHH2
|  | South East Water | Eastbourne (3) | 90 | SEW | EB3 | SEWEB3
|  | South East Water | Bracknell (4) | 93 | SEW | BK4 | SEWBK4
|  | South East Water | Farnham (5) | 94 | SEW | FN5 | SEWFN5
|  | South East Water | Maidstone (6) | 88 | SEW | MT6 | SEWMT6
|  | South East Water | Cranbrook (7) | 89 | SEW | CB7 | SEWCB7
|  | South East Water | Ashford (8) | 87 | SEW | AF8 | SEWAF8
|  | South Staffordshire Water | South Staffordshire | 53 | SSW | SSW | SSWSSW
|  | South West Water | Bournemouth | 99 | SWW | BNM | SWWBNM
|  | South West Water | Colliford | 102 | SWW | CLF | SWWCLF
|  | South West Water | Roadford | 101 | SWW | RDF | SWWRDF
|  | South West Water | Wimbleball | 100 | SWW | WMB | SWWWMB
|  | Southern Water | Hamps Andover | 81 | SWS | HAD | SWSHAD
|  | Southern Water | Hamps Kingsclere | 80 | SWS | HKC | SWSHKC
|  | Southern Water | Hamps Rural | 82 | SWS | HRU | SWSHRU
|  | Southern Water | Hamps Winchester | 83 | SWS | HWN | SWSHWN
|  | Southern Water | Isle of Wight | 86 | SWS | IOW | SWSIOW
|  | Southern Water | Kent Medway East | 74 | SWS | KME | SWSKME
|  | Southern Water | Kent Medway West | 73 | SWS | KMW | SWSKMW
|  | Southern Water | Kent Thannet | 75 | SWS | KTH | SWSKTH
|  | Southern Water | Southampton East | 84 | SWS | HSE | SWSHSE
|  | Southern Water | Southampton West | 85 | SWS | HSW | SWSHSW
|  | Southern Water | Sussex Brighton | 77 | SWS | SBR | SWSSBR
|  | Southern Water | Sussex Hastings | 76 | SWS | SHT | SWSSHT
|  | Southern Water | Sussex North | 79 | SWS | SNT | SWSSNT
|  | Southern Water | Sussex Worthing | 78 | SWS | SWR | SWSSWR
|  | Thames Water | Guildford | 72 | TWS | GLF | TWSGLF
|  | Thames Water | Henley | 70 | TWS | HNY | TWSHNY
|  | Thames Water | Kennet Valley | 69 | TWS | KNV | TWSKNV
|  | Thames Water | London | 71 | TWS | LND | TWSLND
|  | Thames Water | Slough Wycombe Aylesbury | 68 | TWS | SWA | TWSSWA
|  | Thames Water | SWOX | 67 | TWS | SWX | TWSSWX
|  | United Utilities | Carlisle | 5 | UUX | CRL | UUXCRL
|  | United Utilities | North Eden | 6 | UUX | NED | UUXNED
|  | United Utilities | UU-Strategic | 7 | UUX | STG | UUXSTG
|  | Veolia Water Projects | Veolia Water P | 103 | VWP | TDW | VWPTDW
|  | Wessex Water | Wessex | 98 | WXW | WSX | WXWWSX
|  | Yorkshire Water | East SWZ | 8 | YWS | EST | YWSEST
|  | Yorkshire Water | Grid SWZ | 9 | YWS | GRD | YWSGRD
|  | NAV | NAV |  | NAV | NAV | NAVNAV
|  | N/A | N/A | N/A | N/A | N/A | N/A
|  | N/A | N/A | N/A | N/A | N/A | N/A

## Option Typs_Grps (hidden)
Option Type | Option Group | COMPANY | WRZ_NAME | RZ_ID | WC id | WRZ id | Combined id | Portsmouth Water | Portsmouth | 96 | PWS | PRT | PWSPRT
Aquifer recharge/Aquifer storage recovery | Resource Options | Affinity Water | 1 Misbourne | 63 | AFW | MS1 | AFWMS1
Catchment management | Resource Options | Affinity Water | 2 Colne | 62 | AFW | CN2 | AFWCN2
Conjunctive use | Resource Options | Affinity Water | 3 Lee | 61 | AFW | LE3 | AFWLE3
Desalination | Resource Options | Affinity Water | 4 Pinn | 64 | AFW | PN4 | AFWPN4
Drought permits/orders | Resource Options | Affinity Water | 5 Stort | 60 | AFW | ST5 | AFWST5
External raw water bulk supply/transfer | Resource Options | Affinity Water | 6 Wey | 65 | AFW | WY6 | AFWWY6
Groundwater enhancement | Resource Options | Affinity Water | 7 Dour | 66 | AFW | DR7 | AFWDR7
Internal raw water transfer | Resource Options | Affinity Water | 8 Brett | 59 | AFW | BR8 | AFWBR8
International import | Resource Options | Anglian Water | Essex Central |  | AWS | EXC | AWSEXC
Licence trading | Resource Options | Anglian Water | Essex South |  | AWS | EXS | AWSEXS
New groundwater | Resource Options | Anglian Water | Fenland |  | AWS | FND | AWSFND
New reservoir | Resource Options | Anglian Water | Hartlepool |  | AWS | HPL | AWSHPL
New surface water | Resource Options | Anglian Water | Lincolnshire Bourne |  | AWS | LNB | AWSLNB
New technology | Resource Options | Anglian Water | Lincolnshire Central |  | AWS | LNC | AWSLNC
New water treatment works | Resource Options | Anglian Water | Lincolnshire East |  | AWS | LNE | AWSLNE
Reduction of raw water losses | Resource Options | Anglian Water | Lincolnshire Retford and Gainsborough |  | AWS | LNN | AWSLNN
Reservoir enlargement | Resource Options | Anglian Water | Norfolk Aylsham |  | AWS | NAY | AWSNAY
Surface water enhancement | Resource Options | Anglian Water | Norfolk Bradenham |  | AWS | NBR | AWSNBR
Water reuse | Resource Options | Anglian Water | Norfolk East Dereham |  | AWS | NED | AWSNED
New/Enhanced pumping station | Production Options | Anglian Water | Norfolk East Harling |  | AWS | NEH | AWSNEH
Outage reduction | Production Options | Anglian Water | Norfolk Happisburgh |  | AWS | NHA | AWSNHA
Water treatment works capacity increase | Production Options | Anglian Water | Norfolk Harleston |  | AWS | NHL | AWSNHL
Water treatment works loss recovery | Production Options | Anglian Water | Norfolk North Coast |  | AWS | NNC | AWSNNC
Active leakage management | Distribution Options | Anglian Water | Norfolk Norwich & the Broads |  | AWS | NTB | AWSNTB
External potable bulk supply/transfer | Distribution Options | Anglian Water | Norfolk Wymondham |  | AWS | NWY | AWSNWY
Internal potable transfer | Distribution Options | Anglian Water | Ruthamford Central |  | AWS | RTC | AWSRTC
Mains replacement (not trunk mains) | Distribution Options | Anglian Water | Ruthamford North |  | AWS | RTN | AWSRTN
Other leakage control | Distribution Options | Anglian Water | Ruthamford South |  | AWS | RTS | AWSRTS
Pressure management | Distribution Options | Anglian Water | Ruthamford West |  | AWS | RTW | AWSRTW
Trunk mains renewal/new | Distribution Options | Anglian Water | South Humber Bank |  | AWS | SHB | AWSSHB
Change in levels of service | Customer Options | Anglian Water | Suffolk East |  | AWS | SUE | AWSSUE
Household water audit | Customer Options | Anglian Water | Suffolk Ixworth |  | AWS | SUI | AWSSUI
Household water recycling | Customer Options | Anglian Water | Suffolk Sudbury |  | AWS | SUS | AWSSUS
Metering change of occupancy | Customer Options | Anglian Water | Suffolk Thetford |  | AWS | SUT | AWSSUT
Metering compulsory | Customer Options | Anglian Water | Suffolk West & Cambs |  | AWS | SWC | AWSSWC
Metering optants | Customer Options | Bristol Water | Bristol | 97 | BWX | BRS | BWXBRS
Metering other selective | Customer Options | Cambridge Water | Cambridge | 54 | CAM | CAM | CAMCAM
Non-household water audit | Customer Options | Dwr Cymru Welsh Water | Alwen /Dee | 203 | DCW | ALW | DCWALW
Other water efficiency | Customer Options | Dwr Cymru Welsh Water | Bala | 209 | DCW | BAL | DCWBAL
Rainwater harvesting | Customer Options | Dwr Cymru Welsh Water | Blaenau Ffestiniog | 208 | DCW | BFF | DCWBFF
Retrofitting indoor water efficiency devices | Customer Options | Dwr Cymru Welsh Water | Brecon | 221 | DCW | BCN | DCWBCN
Supply pipe repairs / replacement | Customer Options | Dwr Cymru Welsh Water | Clwyd Coastal | 204 | DCW | CCT | DCWCCT
Tariff | Customer Options | Dwr Cymru Welsh Water | Dyffryn Conwy | 205 | DCW | CWY | DCWCWY
Water efficiency customer education / awareness | Customer Options | Dwr Cymru Welsh Water | Elan/Builth Wells | 215 | DCW | EBW | DCWEBW
Drought - water use restrictions | Customer Options | Dwr Cymru Welsh Water | Harlech/Barmouth | 210 | DCW | HBA | DCWHBA
|  | Dwr Cymru Welsh Water | Hereford C.U. System | 217 | DCW | HRF | DCWHRF
|  | Dwr Cymru Welsh Water | Lleyn | 207 | DCW | LLN | DCWLLN
|  | Dwr Cymru Welsh Water | Llyswen | 220 | DCW | LYW | DCWLYW
|  | Dwr Cymru Welsh Water | Mid & South Ceredigion | 214 | DCW | MSC | DCWMSC
|  | Dwr Cymru Welsh Water | Monmouth | 226 | DCW | MNM | DCWMNM
|  | Dwr Cymru Welsh Water | North Ceredigion | 213 | DCW | NTC | DCWNTC
|  | Dwr Cymru Welsh Water | North Eryri / Ynys Mon | 206 | DCW | NTE | DCWNTE
|  | Dwr Cymru Welsh Water | Pembrokeshire | 223 | DCW | PBK | DCWPBK
|  | Dwr Cymru Welsh Water | Pilleth | 216 | DCW | PLH | DCWPLH
|  | Dwr Cymru Welsh Water | Ross-on-Wye | 225 | DCW | ROW | DCWROW
|  | Dwr Cymru Welsh Water | SE Wales C.U. System | 224 | DCW | SEW | DCWSEW
|  | Dwr Cymru Welsh Water | South Meirionydd | 211 | DCW | SMR | DCWSMR
|  | Dwr Cymru Welsh Water | Tywi C.U. System | 222 | DCW | TYW | DCWTYW
|  | Dwr Cymru Welsh Water | Tywyn / Aberdyfi | 212 | DCW | TYN | DCWTYN
|  | Dwr Cymru Welsh Water | Vowchurch | 219 | DCW | VWH | DCWVWH
|  | Dwr Cymru Welsh Water | Whitbourne | 218 | DCW | WTB | DCWWTB
|  | Essex and Suffolk Water | Blyth | 56 | ESW | BLY | ESWBLY
|  | Essex and Suffolk Water | Essex | 58 | ESW | ESX | ESWESX
|  | Essex and Suffolk Water | Hartismere | 57 | ESW | HRT | ESWHRT
|  | Essex and Suffolk Water | Northern Central | 55 | ESW | NCT | ESWNCT
|  | Hafren dyfrdwy | Llandinam and Llanwrin | 50 | HDD | LAL | HDDLAL
|  | Hafren dyfrdwy | Llanfyllin |  | HDD | LLF | HDDLLF
|  | Hafren dyfrdwy | Saltney |  | HDD | SAL | HDDSAL
|  | Hafren dyfrdwy | Wrexham | 202 | HDD | WRX | HDDWRX
|  | Northumbrian Water | Berwick-Fowberry | 1 | NWL | BWF | NWLBWF
|  | Northumbrian Water | Kielder | 2 | NWL | KLD | NWLKLD
|  | Portsmouth Water | Portsmouth | 96 | PWS | PRT | PWSPRT
|  | SES Water | SES Water | 95 | SES | SES | SESSES
|  | Severn Trent Water | Bishops Castle | 51 | SVT | BCS | SVTBCS
|  | Severn Trent Water | Chester | 92 | SVT | CHS | SVTCHS
|  | Severn Trent Water | Forest and Stroud | 52 | SVT | FAS | SVTFAS
|  | Severn Trent Water | Kinsall | 47 | SVT | KSL | SVTKSL
|  | Severn Trent Water | Mardy | 48 | SVT | MDY | SVTMDY
|  | Severn Trent Water | Newark | 39 | SVT | NWK | SVTNWK
|  | Severn Trent Water | North Staffs | 42 | SVT | NST | SVTNST
|  | Severn Trent Water | Rutland | 40 | SVT | RTL | SVTRTL
|  | Severn Trent Water | Ruyton | 49 | SVT | RYN | SVTRYN
|  | Severn Trent Water | Shelton | 44 | SVT | SHN | SVTSHN
|  | Severn Trent Water | Stafford | 43 | SVT | STF | SVTSTF
|  | Severn Trent Water | SvT - Nottinghamshire | 38 | SVT | NTT | SVTNTT
|  | Severn Trent Water | SvT- Strategic Grid | 41 | SVT | SGD | SVTSGD
|  | Severn Trent Water | Whitchurch and Wem | 46 | SVT | WAW | SVTWAW
|  | Severn Trent Water | Wolverhampton | 45 | SVT | WVH | SVTWVH
|  | South East Water | Tunbridge Wells (1) | 91 | SEW | TW1 | SEWTW1
|  | South East Water | Haywards Heath (2) | 92 | SEW | HH2 | SEWHH2
|  | South East Water | Eastbourne (3) | 90 | SEW | EB3 | SEWEB3
|  | South East Water | Bracknell (4) | 93 | SEW | BK4 | SEWBK4
|  | South East Water | Farnham (5) | 94 | SEW | FN5 | SEWFN5
|  | South East Water | Maidstone (6) | 88 | SEW | MT6 | SEWMT6
|  | South East Water | Cranbrook (7) | 89 | SEW | CB7 | SEWCB7
|  | South East Water | Ashford (8) | 87 | SEW | AF8 | SEWAF8
|  | South Staffordshire Water | South Staffordshire | 53 | SSW | SSW | SSWSSW
|  | South West Water | Bournemouth | 99 | SWW | BNM | SWWBNM
|  | South West Water | Colliford | 102 | SWW | CLF | SWWCLF
|  | South West Water | Roadford | 101 | SWW | RDF | SWWRDF
|  | South West Water | Wimbleball | 100 | SWW | WMB | SWWWMB
|  | Southern Water | Hamps Andover | 81 | SWS | HAD | SWSHAD
|  | Southern Water | Hamps Kingsclere | 80 | SWS | HKC | SWSHKC
|  | Southern Water | Hamps Rural | 82 | SWS | HRU | SWSHRU
|  | Southern Water | Hamps Winchester | 83 | SWS | HWN | SWSHWN
|  | Southern Water | Isle of Wight | 86 | SWS | IOW | SWSIOW
|  | Southern Water | Kent Medway East | 74 | SWS | KME | SWSKME
|  | Southern Water | Kent Medway West | 73 | SWS | KMW | SWSKMW
|  | Southern Water | Kent Thannet | 75 | SWS | KTH | SWSKTH
|  | Southern Water | Southampton East | 84 | SWS | HSE | SWSHSE
|  | Southern Water | Southampton West | 85 | SWS | HSW | SWSHSW
|  | Southern Water | Sussex Brighton | 77 | SWS | SBR | SWSSBR
|  | Southern Water | Sussex Hastings | 76 | SWS | SHT | SWSSHT
|  | Southern Water | Sussex North | 79 | SWS | SNT | SWSSNT
|  | Southern Water | Sussex Worthing | 78 | SWS | SWR | SWSSWR
|  | Thames Water | Guildford | 72 | TWS | GLF | TWSGLF
|  | Thames Water | Henley | 70 | TWS | HNY | TWSHNY
|  | Thames Water | Kennet Valley | 69 | TWS | KNV | TWSKNV
|  | Thames Water | London | 71 | TWS | LND | TWSLND
|  | Thames Water | Slough Wycombe Aylesbury | 68 | TWS | SWA | TWSSWA
|  | Thames Water | SWOX | 67 | TWS | SWX | TWSSWX
|  | United Utilities | Carlisle | 5 | UUX | CRL | UUXCRL
|  | United Utilities | North Eden | 6 | UUX | NED | UUXNED
|  | United Utilities | UU-Strategic | 7 | UUX | STG | UUXSTG
|  | Veolia Water Projects | Veolia Water P | 103 | VWP | TDW | VWPTDW
|  | Wessex Water | Wessex | 98 | WXW | WSX | WXWWSX
|  | Yorkshire Water | East SWZ | 8 | YWS | EST | YWSEST
|  | Yorkshire Water | Grid SWZ | 9 | YWS | GRD | YWSGRD
|  | NAV | NAV |  | NAV | NAV | NAVNAV
|  | N/A | N/A | N/A | N/A | N/A | N/A
|  | N/A | N/A | N/A | N/A | N/A | N/A